## Model Conversions
Model Conversion Guide
Obsolete Part
DC2500-EE-0L00-200-10000-00-0
|  |  | I |  |  | II |  |  |  |  | III |  |  | IV | [5 empty] | V |  |  | VI | New Part
| DC2500 | - | E | E | - | 0 | L | 0 | 0 | - | 2 | 00 | - | 1 | 0 | 0 | 0 | 0 | - | 0 | 0 | - | 0 | DC2800-EE-0L0-200-200-00-0
|  |  | I |  |  | II |  |  |  | III |  |  | IV |  |  |  | V |  |  | VI
| DC2800 | - | E | E | - | 0 | L | 0 | - | 2 | 00 | - | 2 | 0 | 0 | - | 0 | 0 | - | 0
Instructions
Select the desired key number. The arrow to the right marks the selection available.
Make the desired selections from Tables I through VI using the column below the
| proper arrow. |  | A dot ( ) denotes availability.
| Key Number |  | I |  |  | II |  |  | III |  |  | IV |  |  |  | V |  |  | VI
| _ _ _ _ _ _ | - | _ _ |  | - | _ _ _ _ |  | - | _ _ _ |  | - | _ _ _ _ _ |  |  | - | _ _ |  |  | _
| Key Number |  | I |  |  | II |  |  | III |  |  | IV |  |  |  | V |  |  | VI
| _ _ _ _ _ _ | - | _ _ |  | - | _ _ _ |  | - | _ _ _ |  | - | _ _ _ |  |  | - | _ _ |  |  | _
KEY NUMBER - UDC2500 Single Loop Controller | [23 empty] | DC2500 |  |  | DC3200
Description | [23 empty] | Selection | Availability |  | Selection | Availability |  | Selection | Availability
Digital Controller for use with 90 to 250Vac Power | [23 empty] | DC2500 |  |  | DC3200 |  |  | DC2800
Digital Controller for use with 24Vac/dc Power | [23 empty] | DC2501 |  |  | DC3201 |  |  | DC2900
TABLE I - Specify Control Output and/or Alarms
Output #1 |  |  |  | None (Can be used as an indicator only) | [19 empty] | 0 |  |  |  | NA | NA | E | NA | NA
|  |  |  | Current Output (4 to 20ma, 0 to 20 ma) | [19 empty] | C |  |  | C |  |  | C
|  |  |  | Electro Mechanical Relay (5 Amp Form C) | [19 empty] | E |  |  | E |  |  | E
|  |  |  | Solid State Relay (1 Amp) | [19 empty] | A |  |  | A |  |  | E | NA | NA
|  |  |  | Open Collector transistor output | [19 empty] | T |  |  | T |  |  | T
|  |  |  | Dual 2 Amp Relays (Both are Form A) (Heat/Cool Applications) | [19 empty] | R |  |  | R |  |  | R
Output #2 and Alarm #1 or Alarms 1 and 2 |  |  |  | No Additional Outputs or Alarms | [19 empty] | 0 |  |  | 0 |  |  | 0
|  |  |  | One Alarm Relay Only | [19 empty] | B |  |  | B |  |  | B
|  |  |  | E-M Relay (5 Amp Form C) Plus Alarm 1 (5 Amp Form C Relay) | [19 empty] | E |  |  | E |  |  | E
|  |  |  | Solid State Relay (1 Amp) Plus Alarm 1 (5 Amp Form C Relay) | [19 empty] | A |  |  | A |  |  | E | NA | NA
|  |  |  | Open Collector Plus Alarm 1 (5 Amp Form C Relay) | [19 empty] | T |  |  | T |  |  | T
TABLE II - Communications and Software Selections
Communications |  |  |  | None | [19 empty] | 0 |  |  | 0 |  |  | 0
|  |  |  | Auxiliary Output/Digital Inputs (1 Aux and 1 DI or 2 DI) | [19 empty] | 1 |  |  | 1 |  |  | 1
|  |  |  | RS-485 Modbus Plus Auxiliary Output/Digital Inputs | [19 empty] | 2 |  |  | 2 |  |  | 2
|  |  |  | 10 Base-T Ethernet (Modbus RTU) Plus Auxiliary Output/Digital Inputs | [19 empty] | 3 |  |  | 3 |  |  | 3
Software Selections |  |  |  | Standard Functions, Single Display | [19 empty] | 0 |  |  | 0 |  |  | S
|  |  |  | Dual Display with Auto/Manual | [19 empty] | A |  |  |  | NA | NA | S | NA | NA
|  |  |  | Math Option | [20 empty] | NA | NA | A |  |  | S
|  |  |  | Set Point Programming (12 Segments) Dual Display, Auto/Manual | [19 empty] | B |  |  | B |  |  | F
|  |  |  | Set Point Programming Plus Math | [20 empty] | NA | NA | C |  |  | F
|  |  |  | Limit Controller (Includes Dual Display Option) | [19 empty] | L | a | a |  | NA | NA | L
Reserved |  |  |  | No Selection | [19 empty] | 0 |  |  | 0 |  |  | 0
Infrared interface |  |  |  | None | [19 empty] | 0 |  |  |  | NA | NA
|  |  |  | Infrared Interface Included (Can be used with a Pocket PC) | [19 empty] | R |  |  | R
TABLE III - Input 1 can be changed in the field using external resistors
Input 1 |  |  |  | TC, RTD, mV, 0-5V, 1-5V | [19 empty] | 1 |  |  | 1 |  |  | 1
|  |  |  | TC, RTD, mV, 0-5V, 1-5V, 0-20mA, 4-20mA | [19 empty] | 2 |  |  | 2 |  |  | 2
|  |  |  | TC, RTD, mV, 0-5V, 1-5V, 0-20mA, 4-20mA, 0-10V | [19 empty] | 3 |  |  | 3 |  |  | 2 | NA | NA
Input 2 |  |  |  | None | [19 empty] | 00 |  |  | 00 |  |  | 00
|  |  |  | TC, RTD, mV, 0-5V, 1-5V, 0-20mA, 4-20mA | [19 empty] | 10 | b | b | 10 |  |  | 10
|  |  |  | TC, RTD, mV, 0-5V, 1-5V, 0-20mA, 4-20mA, 0-10V | [20 empty] | NA | NA | 20 |  |  | 20
|  |  |  | Slidewire Input for Position Proportional (Requires 2 Relay Outputs) | [20 empty] | NA | NA | 40 | a | a | 40 | a | a
|  |  |  | Carbon, Oxygen or Dewpoint (Provides 2 Inputs) | [20 empty] | NA | NA | 60 | b | b | 60 | b | b
Honeywell Process Solutions, 1250 W. Sam Houston Pkwy S., Houston, Texas 77042
Printed in U.S.A. © Copyright 2014. Honeywell International Inc.
Section 5 | [23 empty] | Honeywell Proprietary
Page: UDC - 74
[25 empty] | Availability |  |  | Availability |  |  | Availability
[25 empty] | 2500 | 2501 |  | 3200 | 3201 |  | 2800 | 2900
TABLE IV - Options | [23 empty] | Selection |  |  | Selection |  |  | Selection
Approvals |  |  |  | CE, UL and CSA (Standard) | [19 empty] | 0 |  |  | 1 |  |  | 1
|  |  |  | CE, UL, CSA and FM | [19 empty] | 1 | c | c |  | NA | NA | 2
|  |  |  | CE Only | [19 empty] | 2 |  |  | 0 |  |  | 0
Tags |  |  |  | None | [19 empty] | 0 |  |  | 0 |  |  | 0
|  |  |  | Stainless Steel Customer ID Tag - 3 lines w/22 characters/line | [19 empty] | T |  |  | T |  |  | T
Extended Warranty |  |  |  | None | [19 empty] | 0 |  |  | 0 |  |  | 0
|  |  |  | Extended Warranty - 1 yr. | [19 empty] | 1 |  |  | 1 |  |  | 1
|  |  |  | Extended Warranty - 2 yr. | [19 empty] | 2 |  |  | 2 |  |  | 2
Future Options |  |  |  | None | [19 empty] | 0 |  |  | 0 | [5 empty] | special
|  |  |  | None | [19 empty] | 0 |  |  | 0
TABLE V - Product Manuals
Manuals |  |  |  | Product Information on CD - English | [19 empty] | 0 |  |  | 0 |  |  | 0 | NA | NA
|  |  |  | Quick Start Guide - English | [20 empty] | NA | NA |  | NA | NA | 0
|  |  |  | English (Hard Copy) Manual | [8 empty] | (51-52-25-127) | [10 empty] | R |  |  | E |  |  | 0 | NA | NA
|  |  |  | French (Hard Copy) Manual | [8 empty] | (51-52-25-127-FR) | [10 empty] | F | b | b | F |  |  | 0 | NA | NA
|  |  |  | German (Hard Copy) Manual | [8 empty] | (51-52-25-127-DE) | [10 empty] | G | b | b | G |  |  | 0 | NA | NA
|  |  |  | Italian (Hard Copy) Manual | [8 empty] | (51-52-25-127-IT) | [10 empty] | I |  |  | I |  |  | 0 | NA | NA
|  |  |  | Spanish (Hard Copy) Manual | [8 empty] | (51-52-25-127-SP) | [10 empty] | S | b | b | S |  |  | 0 | NA | NA
Certificate |  |  |  | None | [19 empty] | 0 |  |  | 0 |  |  | 0
|  |  |  | Certificate of Conformance (F3391) | [19 empty] | C |  |  | C |  |  | C
TABLE VI
No Selection |  |  |  | None | [19 empty] | 0 |  |  | 0 |  |  | 0
UDC2500
UDC3200
UDC2800

## Mass update
Obsolete PN |  | 1 |  | 2 |  | 3 |  | 4 |  | 5 |  | 6 |  | 1 |  |  |  | 2 |  |  | 3 |  |  | 4 |  |  | 5 |  |  | 6 | New Model
| - |  | - |  | - |  | - |  | - |  | - |  | - | FALSE | FALSE | - | FALSE | FALSE | FALSE | - | FALSE | - | FALSE | FALSE | FALSE | - |  | FALSE | -
| - |  | - |  | - |  | - |  | - |  | - |  | - | FALSE | FALSE | - | FALSE | FALSE | FALSE | - | FALSE | - | FALSE | FALSE | FALSE | - |  | FALSE | -
| - |  | - |  | - |  | - |  | - |  | - |  | - | FALSE | FALSE | - | FALSE | FALSE | FALSE | - | FALSE | - | FALSE | FALSE | FALSE | - |  | FALSE | -
| - |  | - |  | - |  | - |  | - |  | - |  | - | FALSE | FALSE | - | FALSE | FALSE | FALSE | - | FALSE | - | FALSE | FALSE | FALSE | - |  | FALSE | -
| - |  | - |  | - |  | - |  | - |  | - |  | - | FALSE | FALSE | - | FALSE | FALSE | FALSE | - | FALSE | - | FALSE | FALSE | FALSE | - |  | FALSE | -
| - |  | - |  | - |  | - |  | - |  | - |  | - | FALSE | FALSE | - | FALSE | FALSE | FALSE | - | FALSE | - | FALSE | FALSE | FALSE | - |  | FALSE | -
| - |  | - |  | - |  | - |  | - |  | - |  | - | FALSE | FALSE | - | FALSE | FALSE | FALSE | - | FALSE | - | FALSE | FALSE | FALSE | - |  | FALSE | -
| - |  | - |  | - |  | - |  | - |  | - |  | - | FALSE | FALSE | - | FALSE | FALSE | FALSE | - | FALSE | - | FALSE | FALSE | FALSE | - |  | FALSE | -
| - |  | - |  | - |  | - |  | - |  | - |  | - | FALSE | FALSE | - | FALSE | FALSE | FALSE | - | FALSE | - | FALSE | FALSE | FALSE | - |  | FALSE | -
| - |  | - |  | - |  | - |  | - |  | - |  | - | FALSE | FALSE | - | FALSE | FALSE | FALSE | - | FALSE | - | FALSE | FALSE | FALSE | - |  | FALSE | -
| - |  | - |  | - |  | - |  | - |  | - |  | - | FALSE | FALSE | - | FALSE | FALSE | FALSE | - | FALSE | - | FALSE | FALSE | FALSE | - |  | FALSE | -
| - |  | - |  | - |  | - |  | - |  | - |  | - | FALSE | FALSE | - | FALSE | FALSE | FALSE | - | FALSE | - | FALSE | FALSE | FALSE | - |  | FALSE | -
| - |  | - |  | - |  | - |  | - |  | - |  | - | FALSE | FALSE | - | FALSE | FALSE | FALSE | - | FALSE | - | FALSE | FALSE | FALSE | - |  | FALSE | -
| - |  | - |  | - |  | - |  | - |  | - |  | - | FALSE | FALSE | - | FALSE | FALSE | FALSE | - | FALSE | - | FALSE | FALSE | FALSE | - |  | FALSE | -
| - |  | - |  | - |  | - |  | - |  | - |  | - | FALSE | FALSE | - | FALSE | FALSE | FALSE | - | FALSE | - | FALSE | FALSE | FALSE | - |  | FALSE | -
| - |  | - |  | - |  | - |  | - |  | - |  | - | FALSE | FALSE | - | FALSE | FALSE | FALSE | - | FALSE | - | FALSE | FALSE | FALSE | - |  | FALSE | -
| - |  | - |  | - |  | - |  | - |  | - |  | - | FALSE | FALSE | - | FALSE | FALSE | FALSE | - | FALSE | - | FALSE | FALSE | FALSE | - |  | FALSE | -
| - |  | - |  | - |  | - |  | - |  | - |  | - | FALSE | FALSE | - | FALSE | FALSE | FALSE | - | FALSE | - | FALSE | FALSE | FALSE | - |  | FALSE | -
| - |  | - |  | - |  | - |  | - |  | - |  | - | FALSE | FALSE | - | FALSE | FALSE | FALSE | - | FALSE | - | FALSE | FALSE | FALSE | - |  | FALSE | -
| - |  | - |  | - |  | - |  | - |  | - |  | - | FALSE | FALSE | - | FALSE | FALSE | FALSE | - | FALSE | - | FALSE | FALSE | FALSE | - |  | FALSE | -
| - |  | - |  | - |  | - |  | - |  | - |  | - | FALSE | FALSE | - | FALSE | FALSE | FALSE | - | FALSE | - | FALSE | FALSE | FALSE | - |  | FALSE | -
| - |  | - |  | - |  | - |  | - |  | - |  | - | FALSE | FALSE | - | FALSE | FALSE | FALSE | - | FALSE | - | FALSE | FALSE | FALSE | - |  | FALSE | -
| - |  | - |  | - |  | - |  | - |  | - |  | - | FALSE | FALSE | - | FALSE | FALSE | FALSE | - | FALSE | - | FALSE | FALSE | FALSE | - |  | FALSE | -
| - |  | - |  | - |  | - |  | - |  | - |  | - | FALSE | FALSE | - | FALSE | FALSE | FALSE | - | FALSE | - | FALSE | FALSE | FALSE | - |  | FALSE | -
| - |  | - |  | - |  | - |  | - |  | - |  | - | FALSE | FALSE | - | FALSE | FALSE | FALSE | - | FALSE | - | FALSE | FALSE | FALSE | - |  | FALSE | -
| - |  | - |  | - |  | - |  | - |  | - |  | - | FALSE | FALSE | - | FALSE | FALSE | FALSE | - | FALSE | - | FALSE | FALSE | FALSE | - |  | FALSE | -
| - |  | - |  | - |  | - |  | - |  | - |  | - | FALSE | FALSE | - | FALSE | FALSE | FALSE | - | FALSE | - | FALSE | FALSE | FALSE | - |  | FALSE | -
| - |  | - |  | - |  | - |  | - |  | - |  | - | FALSE | FALSE | - | FALSE | FALSE | FALSE | - | FALSE | - | FALSE | FALSE | FALSE | - |  | FALSE | -
| - |  | - |  | - |  | - |  | - |  | - |  | - | FALSE | FALSE | - | FALSE | FALSE | FALSE | - | FALSE | - | FALSE | FALSE | FALSE | - |  | FALSE | -
| - |  | - |  | - |  | - |  | - |  | - |  | - | FALSE | FALSE | - | FALSE | FALSE | FALSE | - | FALSE | - | FALSE | FALSE | FALSE | - |  | FALSE | -
| - |  | - |  | - |  | - |  | - |  | - |  | - | FALSE | FALSE | - | FALSE | FALSE | FALSE | - | FALSE | - | FALSE | FALSE | FALSE | - |  | FALSE | -
| - |  | - |  | - |  | - |  | - |  | - |  | - | FALSE | FALSE | - | FALSE | FALSE | FALSE | - | FALSE | - | FALSE | FALSE | FALSE | - |  | FALSE | -
| - |  | - |  | - |  | - |  | - |  | - |  | - | FALSE | FALSE | - | FALSE | FALSE | FALSE | - | FALSE | - | FALSE | FALSE | FALSE | - |  | FALSE | -
| - |  | - |  | - |  | - |  | - |  | - |  | - | FALSE | FALSE | - | FALSE | FALSE | FALSE | - | FALSE | - | FALSE | FALSE | FALSE | - |  | FALSE | -
| - |  | - |  | - |  | - |  | - |  | - |  | - | FALSE | FALSE | - | FALSE | FALSE | FALSE | - | FALSE | - | FALSE | FALSE | FALSE | - |  | FALSE | -
| - |  | - |  | - |  | - |  | - |  | - |  | - | FALSE | FALSE | - | FALSE | FALSE | FALSE | - | FALSE | - | FALSE | FALSE | FALSE | - |  | FALSE | -
| - |  | - |  | - |  | - |  | - |  | - |  | - | FALSE | FALSE | - | FALSE | FALSE | FALSE | - | FALSE | - | FALSE | FALSE | FALSE | - |  | FALSE | -
| - |  | - |  | - |  | - |  | - |  | - |  | - | FALSE | FALSE | - | FALSE | FALSE | FALSE | - | FALSE | - | FALSE | FALSE | FALSE | - |  | FALSE | -
| - |  | - |  | - |  | - |  | - |  | - |  | - | FALSE | FALSE | - | FALSE | FALSE | FALSE | - | FALSE | - | FALSE | FALSE | FALSE | - |  | FALSE | -
| - |  | - |  | - |  | - |  | - |  | - |  | - | FALSE | FALSE | - | FALSE | FALSE | FALSE | - | FALSE | - | FALSE | FALSE | FALSE | - |  | FALSE | -
| - |  | - |  | - |  | - |  | - |  | - |  | - | FALSE | FALSE | - | FALSE | FALSE | FALSE | - | FALSE | - | FALSE | FALSE | FALSE | - |  | FALSE | -
| - |  | - |  | - |  | - |  | - |  | - |  | - | FALSE | FALSE | - | FALSE | FALSE | FALSE | - | FALSE | - | FALSE | FALSE | FALSE | - |  | FALSE | -
| - |  | - |  | - |  | - |  | - |  | - |  | - | FALSE | FALSE | - | FALSE | FALSE | FALSE | - | FALSE | - | FALSE | FALSE | FALSE | - |  | FALSE | -
| - |  | - |  | - |  | - |  | - |  | - |  | - | FALSE | FALSE | - | FALSE | FALSE | FALSE | - | FALSE | - | FALSE | FALSE | FALSE | - |  | FALSE | -
| - |  | - |  | - |  | - |  | - |  | - |  | - | FALSE | FALSE | - | FALSE | FALSE | FALSE | - | FALSE | - | FALSE | FALSE | FALSE | - |  | FALSE | -
| - |  | - |  | - |  | - |  | - |  | - |  | - | FALSE | FALSE | - | FALSE | FALSE | FALSE | - | FALSE | - | FALSE | FALSE | FALSE | - |  | FALSE | -
| - |  | - |  | - |  | - |  | - |  | - |  | - | FALSE | FALSE | - | FALSE | FALSE | FALSE | - | FALSE | - | FALSE | FALSE | FALSE | - |  | FALSE | -
| - |  | - |  | - |  | - |  | - |  | - |  | - | FALSE | FALSE | - | FALSE | FALSE | FALSE | - | FALSE | - | FALSE | FALSE | FALSE | - |  | FALSE | -
| - |  | - |  | - |  | - |  | - |  | - |  | - | FALSE | FALSE | - | FALSE | FALSE | FALSE | - | FALSE | - | FALSE | FALSE | FALSE | - |  | FALSE | -
| - |  | - |  | - |  | - |  | - |  | - |  | - | FALSE | FALSE | - | FALSE | FALSE | FALSE | - | FALSE | - | FALSE | FALSE | FALSE | - |  | FALSE | -
| - |  | - |  | - |  | - |  | - |  | - |  | - | FALSE | FALSE | - | FALSE | FALSE | FALSE | - | FALSE | - | FALSE | FALSE | FALSE | - |  | FALSE | -
| - |  | - |  | - |  | - |  | - |  | - |  | - | FALSE | FALSE | - | FALSE | FALSE | FALSE | - | FALSE | - | FALSE | FALSE | FALSE | - |  | FALSE | -
| - |  | - |  | - |  | - |  | - |  | - |  | - | FALSE | FALSE | - | FALSE | FALSE | FALSE | - | FALSE | - | FALSE | FALSE | FALSE | - |  | FALSE | -
| - |  | - |  | - |  | - |  | - |  | - |  | - | FALSE | FALSE | - | FALSE | FALSE | FALSE | - | FALSE | - | FALSE | FALSE | FALSE | - |  | FALSE | -
| - |  | - |  | - |  | - |  | - |  | - |  | - | FALSE | FALSE | - | FALSE | FALSE | FALSE | - | FALSE | - | FALSE | FALSE | FALSE | - |  | FALSE | -
| - |  | - |  | - |  | - |  | - |  | - |  | - | FALSE | FALSE | - | FALSE | FALSE | FALSE | - | FALSE | - | FALSE | FALSE | FALSE | - |  | FALSE | -
| - |  | - |  | - |  | - |  | - |  | - |  | - | FALSE | FALSE | - | FALSE | FALSE | FALSE | - | FALSE | - | FALSE | FALSE | FALSE | - |  | FALSE | -
| - |  | - |  | - |  | - |  | - |  | - |  | - | FALSE | FALSE | - | FALSE | FALSE | FALSE | - | FALSE | - | FALSE | FALSE | FALSE | - |  | FALSE | -
| - |  | - |  | - |  | - |  | - |  | - |  | - | FALSE | FALSE | - | FALSE | FALSE | FALSE | - | FALSE | - | FALSE | FALSE | FALSE | - |  | FALSE | -
| - |  | - |  | - |  | - |  | - |  | - |  | - | FALSE | FALSE | - | FALSE | FALSE | FALSE | - | FALSE | - | FALSE | FALSE | FALSE | - |  | FALSE | -
| - |  | - |  | - |  | - |  | - |  | - |  | - | FALSE | FALSE | - | FALSE | FALSE | FALSE | - | FALSE | - | FALSE | FALSE | FALSE | - |  | FALSE | -
| - |  | - |  | - |  | - |  | - |  | - |  | - | FALSE | FALSE | - | FALSE | FALSE | FALSE | - | FALSE | - | FALSE | FALSE | FALSE | - |  | FALSE | -
| - |  | - |  | - |  | - |  | - |  | - |  | - | FALSE | FALSE | - | FALSE | FALSE | FALSE | - | FALSE | - | FALSE | FALSE | FALSE | - |  | FALSE | -
| - |  | - |  | - |  | - |  | - |  | - |  | - | FALSE | FALSE | - | FALSE | FALSE | FALSE | - | FALSE | - | FALSE | FALSE | FALSE | - |  | FALSE | -
| - |  | - |  | - |  | - |  | - |  | - |  | - | FALSE | FALSE | - | FALSE | FALSE | FALSE | - | FALSE | - | FALSE | FALSE | FALSE | - |  | FALSE | -
| - |  | - |  | - |  | - |  | - |  | - |  | - | FALSE | FALSE | - | FALSE | FALSE | FALSE | - | FALSE | - | FALSE | FALSE | FALSE | - |  | FALSE | -
| - |  | - |  | - |  | - |  | - |  | - |  | - | FALSE | FALSE | - | FALSE | FALSE | FALSE | - | FALSE | - | FALSE | FALSE | FALSE | - |  | FALSE | -
| - |  | - |  | - |  | - |  | - |  | - |  | - | FALSE | FALSE | - | FALSE | FALSE | FALSE | - | FALSE | - | FALSE | FALSE | FALSE | - |  | FALSE | -
| - |  | - |  | - |  | - |  | - |  | - |  | - | FALSE | FALSE | - | FALSE | FALSE | FALSE | - | FALSE | - | FALSE | FALSE | FALSE | - |  | FALSE | -
| - |  | - |  | - |  | - |  | - |  | - |  | - | FALSE | FALSE | - | FALSE | FALSE | FALSE | - | FALSE | - | FALSE | FALSE | FALSE | - |  | FALSE | -
| - |  | - |  | - |  | - |  | - |  | - |  | - | FALSE | FALSE | - | FALSE | FALSE | FALSE | - | FALSE | - | FALSE | FALSE | FALSE | - |  | FALSE | -
| - |  | - |  | - |  | - |  | - |  | - |  | - | FALSE | FALSE | - | FALSE | FALSE | FALSE | - | FALSE | - | FALSE | FALSE | FALSE | - |  | FALSE | -
| - |  | - |  | - |  | - |  | - |  | - |  | - | FALSE | FALSE | - | FALSE | FALSE | FALSE | - | FALSE | - | FALSE | FALSE | FALSE | - |  | FALSE | -
| - |  | - |  | - |  | - |  | - |  | - |  | - | FALSE | FALSE | - | FALSE | FALSE | FALSE | - | FALSE | - | FALSE | FALSE | FALSE | - |  | FALSE | -
| - |  | - |  | - |  | - |  | - |  | - |  | - | FALSE | FALSE | - | FALSE | FALSE | FALSE | - | FALSE | - | FALSE | FALSE | FALSE | - |  | FALSE | -
| - |  | - |  | - |  | - |  | - |  | - |  | - | FALSE | FALSE | - | FALSE | FALSE | FALSE | - | FALSE | - | FALSE | FALSE | FALSE | - |  | FALSE | -
| - |  | - |  | - |  | - |  | - |  | - |  | - | FALSE | FALSE | - | FALSE | FALSE | FALSE | - | FALSE | - | FALSE | FALSE | FALSE | - |  | FALSE | -
| - |  | - |  | - |  | - |  | - |  | - |  | - | FALSE | FALSE | - | FALSE | FALSE | FALSE | - | FALSE | - | FALSE | FALSE | FALSE | - |  | FALSE | -
| - |  | - |  | - |  | - |  | - |  | - |  | - | FALSE | FALSE | - | FALSE | FALSE | FALSE | - | FALSE | - | FALSE | FALSE | FALSE | - |  | FALSE | -
| - |  | - |  | - |  | - |  | - |  | - |  | - | FALSE | FALSE | - | FALSE | FALSE | FALSE | - | FALSE | - | FALSE | FALSE | FALSE | - |  | FALSE | -
| - |  | - |  | - |  | - |  | - |  | - |  | - | FALSE | FALSE | - | FALSE | FALSE | FALSE | - | FALSE | - | FALSE | FALSE | FALSE | - |  | FALSE | -
| - |  | - |  | - |  | - |  | - |  | - |  | - | FALSE | FALSE | - | FALSE | FALSE | FALSE | - | FALSE | - | FALSE | FALSE | FALSE | - |  | FALSE | -
| - |  | - |  | - |  | - |  | - |  | - |  | - | FALSE | FALSE | - | FALSE | FALSE | FALSE | - | FALSE | - | FALSE | FALSE | FALSE | - |  | FALSE | -
| - |  | - |  | - |  | - |  | - |  | - |  | - | FALSE | FALSE | - | FALSE | FALSE | FALSE | - | FALSE | - | FALSE | FALSE | FALSE | - |  | FALSE | -
| - |  | - |  | - |  | - |  | - |  | - |  | - | FALSE | FALSE | - | FALSE | FALSE | FALSE | - | FALSE | - | FALSE | FALSE | FALSE | - |  | FALSE | -
| - |  | - |  | - |  | - |  | - |  | - |  | - | FALSE | FALSE | - | FALSE | FALSE | FALSE | - | FALSE | - | FALSE | FALSE | FALSE | - |  | FALSE | -
| - |  | - |  | - |  | - |  | - |  | - |  | - | FALSE | FALSE | - | FALSE | FALSE | FALSE | - | FALSE | - | FALSE | FALSE | FALSE | - |  | FALSE | -
| - |  | - |  | - |  | - |  | - |  | - |  | - | FALSE | FALSE | - | FALSE | FALSE | FALSE | - | FALSE | - | FALSE | FALSE | FALSE | - |  | FALSE | -
| - |  | - |  | - |  | - |  | - |  | - |  | - | FALSE | FALSE | - | FALSE | FALSE | FALSE | - | FALSE | - | FALSE | FALSE | FALSE | - |  | FALSE | -
| - |  | - |  | - |  | - |  | - |  | - |  | - | FALSE | FALSE | - | FALSE | FALSE | FALSE | - | FALSE | - | FALSE | FALSE | FALSE | - |  | FALSE | -
| - |  | - |  | - |  | - |  | - |  | - |  | - | FALSE | FALSE | - | FALSE | FALSE | FALSE | - | FALSE | - | FALSE | FALSE | FALSE | - |  | FALSE | -
| - |  | - |  | - |  | - |  | - |  | - |  | - | FALSE | FALSE | - | FALSE | FALSE | FALSE | - | FALSE | - | FALSE | FALSE | FALSE | - |  | FALSE | -
| - |  | - |  | - |  | - |  | - |  | - |  | - | FALSE | FALSE | - | FALSE | FALSE | FALSE | - | FALSE | - | FALSE | FALSE | FALSE | - |  | FALSE | -
| - |  | - |  | - |  | - |  | - |  | - |  | - | FALSE | FALSE | - | FALSE | FALSE | FALSE | - | FALSE | - | FALSE | FALSE | FALSE | - |  | FALSE | -
| - |  | - |  | - |  | - |  | - |  | - |  | - | FALSE | FALSE | - | FALSE | FALSE | FALSE | - | FALSE | - | FALSE | FALSE | FALSE | - |  | FALSE | -
| - |  | - |  | - |  | - |  | - |  | - |  | - | FALSE | FALSE | - | FALSE | FALSE | FALSE | - | FALSE | - | FALSE | FALSE | FALSE | - |  | FALSE | -
| - |  | - |  | - |  | - |  | - |  | - |  | - | FALSE | FALSE | - | FALSE | FALSE | FALSE | - | FALSE | - | FALSE | FALSE | FALSE | - |  | FALSE | -
| - |  | - |  | - |  | - |  | - |  | - |  | - | FALSE | FALSE | - | FALSE | FALSE | FALSE | - | FALSE | - | FALSE | FALSE | FALSE | - |  | FALSE | -
| - |  | - |  | - |  | - |  | - |  | - |  | - | FALSE | FALSE | - | FALSE | FALSE | FALSE | - | FALSE | - | FALSE | FALSE | FALSE | - |  | FALSE | -
| - |  | - |  | - |  | - |  | - |  | - |  | - | FALSE | FALSE | - | FALSE | FALSE | FALSE | - | FALSE | - | FALSE | FALSE | FALSE | - |  | FALSE | -
| - |  | - |  | - |  | - |  | - |  | - |  | - | FALSE | FALSE | - | FALSE | FALSE | FALSE | - | FALSE | - | FALSE | FALSE | FALSE | - |  | FALSE | -
| - |  | - |  | - |  | - |  | - |  | - |  | - | FALSE | FALSE | - | FALSE | FALSE | FALSE | - | FALSE | - | FALSE | FALSE | FALSE | - |  | FALSE | -
| - |  | - |  | - |  | - |  | - |  | - |  | - | FALSE | FALSE | - | FALSE | FALSE | FALSE | - | FALSE | - | FALSE | FALSE | FALSE | - |  | FALSE | -
| - |  | - |  | - |  | - |  | - |  | - |  | - | FALSE | FALSE | - | FALSE | FALSE | FALSE | - | FALSE | - | FALSE | FALSE | FALSE | - |  | FALSE | -
| - |  | - |  | - |  | - |  | - |  | - |  | - | FALSE | FALSE | - | FALSE | FALSE | FALSE | - | FALSE | - | FALSE | FALSE | FALSE | - |  | FALSE | -
| - |  | - |  | - |  | - |  | - |  | - |  | - | FALSE | FALSE | - | FALSE | FALSE | FALSE | - | FALSE | - | FALSE | FALSE | FALSE | - |  | FALSE | -
| - |  | - |  | - |  | - |  | - |  | - |  | - | FALSE | FALSE | - | FALSE | FALSE | FALSE | - | FALSE | - | FALSE | FALSE | FALSE | - |  | FALSE | -
| - |  | - |  | - |  | - |  | - |  | - |  | - | FALSE | FALSE | - | FALSE | FALSE | FALSE | - | FALSE | - | FALSE | FALSE | FALSE | - |  | FALSE | -
| - |  | - |  | - |  | - |  | - |  | - |  | - | FALSE | FALSE | - | FALSE | FALSE | FALSE | - | FALSE | - | FALSE | FALSE | FALSE | - |  | FALSE | -
| - |  | - |  | - |  | - |  | - |  | - |  | - | FALSE | FALSE | - | FALSE | FALSE | FALSE | - | FALSE | - | FALSE | FALSE | FALSE | - |  | FALSE | -
| - |  | - |  | - |  | - |  | - |  | - |  | - | FALSE | FALSE | - | FALSE | FALSE | FALSE | - | FALSE | - | FALSE | FALSE | FALSE | - |  | FALSE | -
| - |  | - |  | - |  | - |  | - |  | - |  | - | FALSE | FALSE | - | FALSE | FALSE | FALSE | - | FALSE | - | FALSE | FALSE | FALSE | - |  | FALSE | -
| - |  | - |  | - |  | - |  | - |  | - |  | - | FALSE | FALSE | - | FALSE | FALSE | FALSE | - | FALSE | - | FALSE | FALSE | FALSE | - |  | FALSE | -
| - |  | - |  | - |  | - |  | - |  | - |  | - | FALSE | FALSE | - | FALSE | FALSE | FALSE | - | FALSE | - | FALSE | FALSE | FALSE | - |  | FALSE | -
| - |  | - |  | - |  | - |  | - |  | - |  | - | FALSE | FALSE | - | FALSE | FALSE | FALSE | - | FALSE | - | FALSE | FALSE | FALSE | - |  | FALSE | -
| - |  | - |  | - |  | - |  | - |  | - |  | - | FALSE | FALSE | - | FALSE | FALSE | FALSE | - | FALSE | - | FALSE | FALSE | FALSE | - |  | FALSE | -
| - |  | - |  | - |  | - |  | - |  | - |  | - | FALSE | FALSE | - | FALSE | FALSE | FALSE | - | FALSE | - | FALSE | FALSE | FALSE | - |  | FALSE | -
| - |  | - |  | - |  | - |  | - |  | - |  | - | FALSE | FALSE | - | FALSE | FALSE | FALSE | - | FALSE | - | FALSE | FALSE | FALSE | - |  | FALSE | -
| - |  | - |  | - |  | - |  | - |  | - |  | - | FALSE | FALSE | - | FALSE | FALSE | FALSE | - | FALSE | - | FALSE | FALSE | FALSE | - |  | FALSE | -
| - |  | - |  | - |  | - |  | - |  | - |  | - | FALSE | FALSE | - | FALSE | FALSE | FALSE | - | FALSE | - | FALSE | FALSE | FALSE | - |  | FALSE | -
| - |  | - |  | - |  | - |  | - |  | - |  | - | FALSE | FALSE | - | FALSE | FALSE | FALSE | - | FALSE | - | FALSE | FALSE | FALSE | - |  | FALSE | -
| - |  | - |  | - |  | - |  | - |  | - |  | - | FALSE | FALSE | - | FALSE | FALSE | FALSE | - | FALSE | - | FALSE | FALSE | FALSE | - |  | FALSE | -
| - |  | - |  | - |  | - |  | - |  | - |  | - | FALSE | FALSE | - | FALSE | FALSE | FALSE | - | FALSE | - | FALSE | FALSE | FALSE | - |  | FALSE | -
| - |  | - |  | - |  | - |  | - |  | - |  | - | FALSE | FALSE | - | FALSE | FALSE | FALSE | - | FALSE | - | FALSE | FALSE | FALSE | - |  | FALSE | -
| - |  | - |  | - |  | - |  | - |  | - |  | - | FALSE | FALSE | - | FALSE | FALSE | FALSE | - | FALSE | - | FALSE | FALSE | FALSE | - |  | FALSE | -
| - |  | - |  | - |  | - |  | - |  | - |  | - | FALSE | FALSE | - | FALSE | FALSE | FALSE | - | FALSE | - | FALSE | FALSE | FALSE | - |  | FALSE | -
| - |  | - |  | - |  | - |  | - |  | - |  | - | FALSE | FALSE | - | FALSE | FALSE | FALSE | - | FALSE | - | FALSE | FALSE | FALSE | - |  | FALSE | -
| - |  | - |  | - |  | - |  | - |  | - |  | - | FALSE | FALSE | - | FALSE | FALSE | FALSE | - | FALSE | - | FALSE | FALSE | FALSE | - |  | FALSE | -
| - |  | - |  | - |  | - |  | - |  | - |  | - | FALSE | FALSE | - | FALSE | FALSE | FALSE | - | FALSE | - | FALSE | FALSE | FALSE | - |  | FALSE | -
| - |  | - |  | - |  | - |  | - |  | - |  | - | FALSE | FALSE | - | FALSE | FALSE | FALSE | - | FALSE | - | FALSE | FALSE | FALSE | - |  | FALSE | -
| - |  | - |  | - |  | - |  | - |  | - |  | - | FALSE | FALSE | - | FALSE | FALSE | FALSE | - | FALSE | - | FALSE | FALSE | FALSE | - |  | FALSE | -
| - |  | - |  | - |  | - |  | - |  | - |  | - | FALSE | FALSE | - | FALSE | FALSE | FALSE | - | FALSE | - | FALSE | FALSE | FALSE | - |  | FALSE | -
| - |  | - |  | - |  | - |  | - |  | - |  | - | FALSE | FALSE | - | FALSE | FALSE | FALSE | - | FALSE | - | FALSE | FALSE | FALSE | - |  | FALSE | -
| - |  | - |  | - |  | - |  | - |  | - |  | - | FALSE | FALSE | - | FALSE | FALSE | FALSE | - | FALSE | - | FALSE | FALSE | FALSE | - |  | FALSE | -
| - |  | - |  | - |  | - |  | - |  | - |  | - | FALSE | FALSE | - | FALSE | FALSE | FALSE | - | FALSE | - | FALSE | FALSE | FALSE | - |  | FALSE | -
| - |  | - |  | - |  | - |  | - |  | - |  | - | FALSE | FALSE | - | FALSE | FALSE | FALSE | - | FALSE | - | FALSE | FALSE | FALSE | - |  | FALSE | -
| - |  | - |  | - |  | - |  | - |  | - |  | - | FALSE | FALSE | - | FALSE | FALSE | FALSE | - | FALSE | - | FALSE | FALSE | FALSE | - |  | FALSE | -
| - |  | - |  | - |  | - |  | - |  | - |  | - | FALSE | FALSE | - | FALSE | FALSE | FALSE | - | FALSE | - | FALSE | FALSE | FALSE | - |  | FALSE | -
| - |  | - |  | - |  | - |  | - |  | - |  | - | FALSE | FALSE | - | FALSE | FALSE | FALSE | - | FALSE | - | FALSE | FALSE | FALSE | - |  | FALSE | -
| - |  | - |  | - |  | - |  | - |  | - |  | - | FALSE | FALSE | - | FALSE | FALSE | FALSE | - | FALSE | - | FALSE | FALSE | FALSE | - |  | FALSE | -
| - |  | - |  | - |  | - |  | - |  | - |  | - | FALSE | FALSE | - | FALSE | FALSE | FALSE | - | FALSE | - | FALSE | FALSE | FALSE | - |  | FALSE | -
| - |  | - |  | - |  | - |  | - |  | - |  | - | FALSE | FALSE | - | FALSE | FALSE | FALSE | - | FALSE | - | FALSE | FALSE | FALSE | - |  | FALSE | -
| - |  | - |  | - |  | - |  | - |  | - |  | - | FALSE | FALSE | - | FALSE | FALSE | FALSE | - | FALSE | - | FALSE | FALSE | FALSE | - |  | FALSE | -
| - |  | - |  | - |  | - |  | - |  | - |  | - | FALSE | FALSE | - | FALSE | FALSE | FALSE | - | FALSE | - | FALSE | FALSE | FALSE | - |  | FALSE | -
| - |  | - |  | - |  | - |  | - |  | - |  | - | FALSE | FALSE | - | FALSE | FALSE | FALSE | - | FALSE | - | FALSE | FALSE | FALSE | - |  | FALSE | -
| - |  | - |  | - |  | - |  | - |  | - |  | - | FALSE | FALSE | - | FALSE | FALSE | FALSE | - | FALSE | - | FALSE | FALSE | FALSE | - |  | FALSE | -
| - |  | - |  | - |  | - |  | - |  | - |  | - | FALSE | FALSE | - | FALSE | FALSE | FALSE | - | FALSE | - | FALSE | FALSE | FALSE | - |  | FALSE | -
| - |  | - |  | - |  | - |  | - |  | - |  | - | FALSE | FALSE | - | FALSE | FALSE | FALSE | - | FALSE | - | FALSE | FALSE | FALSE | - |  | FALSE | -
| - |  | - |  | - |  | - |  | - |  | - |  | - | FALSE | FALSE | - | FALSE | FALSE | FALSE | - | FALSE | - | FALSE | FALSE | FALSE | - |  | FALSE | -
| - |  | - |  | - |  | - |  | - |  | - |  | - | FALSE | FALSE | - | FALSE | FALSE | FALSE | - | FALSE | - | FALSE | FALSE | FALSE | - |  | FALSE | -
| - |  | - |  | - |  | - |  | - |  | - |  | - | FALSE | FALSE | - | FALSE | FALSE | FALSE | - | FALSE | - | FALSE | FALSE | FALSE | - |  | FALSE | -
| - |  | - |  | - |  | - |  | - |  | - |  | - | FALSE | FALSE | - | FALSE | FALSE | FALSE | - | FALSE | - | FALSE | FALSE | FALSE | - |  | FALSE | -
| - |  | - |  | - |  | - |  | - |  | - |  | - | FALSE | FALSE | - | FALSE | FALSE | FALSE | - | FALSE | - | FALSE | FALSE | FALSE | - |  | FALSE | -
| - |  | - |  | - |  | - |  | - |  | - |  | - | FALSE | FALSE | - | FALSE | FALSE | FALSE | - | FALSE | - | FALSE | FALSE | FALSE | - |  | FALSE | -
| - |  | - |  | - |  | - |  | - |  | - |  | - | FALSE | FALSE | - | FALSE | FALSE | FALSE | - | FALSE | - | FALSE | FALSE | FALSE | - |  | FALSE | -
| - |  | - |  | - |  | - |  | - |  | - |  | - | FALSE | FALSE | - | FALSE | FALSE | FALSE | - | FALSE | - | FALSE | FALSE | FALSE | - |  | FALSE | -
| - |  | - |  | - |  | - |  | - |  | - |  | - | FALSE | FALSE | - | FALSE | FALSE | FALSE | - | FALSE | - | FALSE | FALSE | FALSE | - |  | FALSE | -
| - |  | - |  | - |  | - |  | - |  | - |  | - | FALSE | FALSE | - | FALSE | FALSE | FALSE | - | FALSE | - | FALSE | FALSE | FALSE | - |  | FALSE | -
| - |  | - |  | - |  | - |  | - |  | - |  | - | FALSE | FALSE | - | FALSE | FALSE | FALSE | - | FALSE | - | FALSE | FALSE | FALSE | - |  | FALSE | -
| - |  | - |  | - |  | - |  | - |  | - |  | - | FALSE | FALSE | - | FALSE | FALSE | FALSE | - | FALSE | - | FALSE | FALSE | FALSE | - |  | FALSE | -
| - |  | - |  | - |  | - |  | - |  | - |  | - | FALSE | FALSE | - | FALSE | FALSE | FALSE | - | FALSE | - | FALSE | FALSE | FALSE | - |  | FALSE | -
| - |  | - |  | - |  | - |  | - |  | - |  | - | FALSE | FALSE | - | FALSE | FALSE | FALSE | - | FALSE | - | FALSE | FALSE | FALSE | - |  | FALSE | -
| - |  | - |  | - |  | - |  | - |  | - |  | - | FALSE | FALSE | - | FALSE | FALSE | FALSE | - | FALSE | - | FALSE | FALSE | FALSE | - |  | FALSE | -
| - |  | - |  | - |  | - |  | - |  | - |  | - | FALSE | FALSE | - | FALSE | FALSE | FALSE | - | FALSE | - | FALSE | FALSE | FALSE | - |  | FALSE | -
| - |  | - |  | - |  | - |  | - |  | - |  | - | FALSE | FALSE | - | FALSE | FALSE | FALSE | - | FALSE | - | FALSE | FALSE | FALSE | - |  | FALSE | -
| - |  | - |  | - |  | - |  | - |  | - |  | - | FALSE | FALSE | - | FALSE | FALSE | FALSE | - | FALSE | - | FALSE | FALSE | FALSE | - |  | FALSE | -
| - |  | - |  | - |  | - |  | - |  | - |  | - | FALSE | FALSE | - | FALSE | FALSE | FALSE | - | FALSE | - | FALSE | FALSE | FALSE | - |  | FALSE | -
| - |  | - |  | - |  | - |  | - |  | - |  | - | FALSE | FALSE | - | FALSE | FALSE | FALSE | - | FALSE | - | FALSE | FALSE | FALSE | - |  | FALSE | -
| - |  | - |  | - |  | - |  | - |  | - |  | - | FALSE | FALSE | - | FALSE | FALSE | FALSE | - | FALSE | - | FALSE | FALSE | FALSE | - |  | FALSE | -
| - |  | - |  | - |  | - |  | - |  | - |  | - | FALSE | FALSE | - | FALSE | FALSE | FALSE | - | FALSE | - | FALSE | FALSE | FALSE | - |  | FALSE | -
| - |  | - |  | - |  | - |  | - |  | - |  | - | FALSE | FALSE | - | FALSE | FALSE | FALSE | - | FALSE | - | FALSE | FALSE | FALSE | - |  | FALSE | -
| - |  | - |  | - |  | - |  | - |  | - |  | - | FALSE | FALSE | - | FALSE | FALSE | FALSE | - | FALSE | - | FALSE | FALSE | FALSE | - |  | FALSE | -
| - |  | - |  | - |  | - |  | - |  | - |  | - | FALSE | FALSE | - | FALSE | FALSE | FALSE | - | FALSE | - | FALSE | FALSE | FALSE | - |  | FALSE | -
| - |  | - |  | - |  | - |  | - |  | - |  | - | FALSE | FALSE | - | FALSE | FALSE | FALSE | - | FALSE | - | FALSE | FALSE | FALSE | - |  | FALSE | -
| - |  | - |  | - |  | - |  | - |  | - |  | - | FALSE | FALSE | - | FALSE | FALSE | FALSE | - | FALSE | - | FALSE | FALSE | FALSE | - |  | FALSE | -
| - |  | - |  | - |  | - |  | - |  | - |  | - | FALSE | FALSE | - | FALSE | FALSE | FALSE | - | FALSE | - | FALSE | FALSE | FALSE | - |  | FALSE | -
| - |  | - |  | - |  | - |  | - |  | - |  | - | FALSE | FALSE | - | FALSE | FALSE | FALSE | - | FALSE | - | FALSE | FALSE | FALSE | - |  | FALSE | -
| - |  | - |  | - |  | - |  | - |  | - |  | - | FALSE | FALSE | - | FALSE | FALSE | FALSE | - | FALSE | - | FALSE | FALSE | FALSE | - |  | FALSE | -
| - |  | - |  | - |  | - |  | - |  | - |  | - | FALSE | FALSE | - | FALSE | FALSE | FALSE | - | FALSE | - | FALSE | FALSE | FALSE | - |  | FALSE | -
| - |  | - |  | - |  | - |  | - |  | - |  | - | FALSE | FALSE | - | FALSE | FALSE | FALSE | - | FALSE | - | FALSE | FALSE | FALSE | - |  | FALSE | -
| - |  | - |  | - |  | - |  | - |  | - |  | - | FALSE | FALSE | - | FALSE | FALSE | FALSE | - | FALSE | - | FALSE | FALSE | FALSE | - |  | FALSE | -
| - |  | - |  | - |  | - |  | - |  | - |  | - | FALSE | FALSE | - | FALSE | FALSE | FALSE | - | FALSE | - | FALSE | FALSE | FALSE | - |  | FALSE | -
| - |  | - |  | - |  | - |  | - |  | - |  | - | FALSE | FALSE | - | FALSE | FALSE | FALSE | - | FALSE | - | FALSE | FALSE | FALSE | - |  | FALSE | -
| - |  | - |  | - |  | - |  | - |  | - |  | - | FALSE | FALSE | - | FALSE | FALSE | FALSE | - | FALSE | - | FALSE | FALSE | FALSE | - |  | FALSE | -
| - |  | - |  | - |  | - |  | - |  | - |  | - | FALSE | FALSE | - | FALSE | FALSE | FALSE | - | FALSE | - | FALSE | FALSE | FALSE | - |  | FALSE | -
| - |  | - |  | - |  | - |  | - |  | - |  | - | FALSE | FALSE | - | FALSE | FALSE | FALSE | - | FALSE | - | FALSE | FALSE | FALSE | - |  | FALSE | -
| - |  | - |  | - |  | - |  | - |  | - |  | - | FALSE | FALSE | - | FALSE | FALSE | FALSE | - | FALSE | - | FALSE | FALSE | FALSE | - |  | FALSE | -
| - |  | - |  | - |  | - |  | - |  | - |  | - | FALSE | FALSE | - | FALSE | FALSE | FALSE | - | FALSE | - | FALSE | FALSE | FALSE | - |  | FALSE | -
| - |  | - |  | - |  | - |  | - |  | - |  | - | FALSE | FALSE | - | FALSE | FALSE | FALSE | - | FALSE | - | FALSE | FALSE | FALSE | - |  | FALSE | -
| - |  | - |  | - |  | - |  | - |  | - |  | - | FALSE | FALSE | - | FALSE | FALSE | FALSE | - | FALSE | - | FALSE | FALSE | FALSE | - |  | FALSE | -
| - |  | - |  | - |  | - |  | - |  | - |  | - | FALSE | FALSE | - | FALSE | FALSE | FALSE | - | FALSE | - | FALSE | FALSE | FALSE | - |  | FALSE | -
| - |  | - |  | - |  | - |  | - |  | - |  | - | FALSE | FALSE | - | FALSE | FALSE | FALSE | - | FALSE | - | FALSE | FALSE | FALSE | - |  | FALSE | -
| - |  | - |  | - |  | - |  | - |  | - |  | - | FALSE | FALSE | - | FALSE | FALSE | FALSE | - | FALSE | - | FALSE | FALSE | FALSE | - |  | FALSE | -
| - |  | - |  | - |  | - |  | - |  | - |  | - | FALSE | FALSE | - | FALSE | FALSE | FALSE | - | FALSE | - | FALSE | FALSE | FALSE | - |  | FALSE | -
| - |  | - |  | - |  | - |  | - |  | - |  | - | FALSE | FALSE | - | FALSE | FALSE | FALSE | - | FALSE | - | FALSE | FALSE | FALSE | - |  | FALSE | -
| - |  | - |  | - |  | - |  | - |  | - |  | - | FALSE | FALSE | - | FALSE | FALSE | FALSE | - | FALSE | - | FALSE | FALSE | FALSE | - |  | FALSE | -
| - |  | - |  | - |  | - |  | - |  | - |  | - | FALSE | FALSE | - | FALSE | FALSE | FALSE | - | FALSE | - | FALSE | FALSE | FALSE | - |  | FALSE | -
| - |  | - |  | - |  | - |  | - |  | - |  | - | FALSE | FALSE | - | FALSE | FALSE | FALSE | - | FALSE | - | FALSE | FALSE | FALSE | - |  | FALSE | -
| - |  | - |  | - |  | - |  | - |  | - |  | - | FALSE | FALSE | - | FALSE | FALSE | FALSE | - | FALSE | - | FALSE | FALSE | FALSE | - |  | FALSE | -
| - |  | - |  | - |  | - |  | - |  | - |  | - | FALSE | FALSE | - | FALSE | FALSE | FALSE | - | FALSE | - | FALSE | FALSE | FALSE | - |  | FALSE | -
| - |  | - |  | - |  | - |  | - |  | - |  | - | FALSE | FALSE | - | FALSE | FALSE | FALSE | - | FALSE | - | FALSE | FALSE | FALSE | - |  | FALSE | -
| - |  | - |  | - |  | - |  | - |  | - |  | - | FALSE | FALSE | - | FALSE | FALSE | FALSE | - | FALSE | - | FALSE | FALSE | FALSE | - |  | FALSE | -
| - |  | - |  | - |  | - |  | - |  | - |  | - | FALSE | FALSE | - | FALSE | FALSE | FALSE | - | FALSE | - | FALSE | FALSE | FALSE | - |  | FALSE | -
| - |  | - |  | - |  | - |  | - |  | - |  | - | FALSE | FALSE | - | FALSE | FALSE | FALSE | - | FALSE | - | FALSE | FALSE | FALSE | - |  | FALSE | -
| - |  | - |  | - |  | - |  | - |  | - |  | - | FALSE | FALSE | - | FALSE | FALSE | FALSE | - | FALSE | - | FALSE | FALSE | FALSE | - |  | FALSE | -
| - |  | - |  | - |  | - |  | - |  | - |  | - | FALSE | FALSE | - | FALSE | FALSE | FALSE | - | FALSE | - | FALSE | FALSE | FALSE | - |  | FALSE | -
| - |  | - |  | - |  | - |  | - |  | - |  | - | FALSE | FALSE | - | FALSE | FALSE | FALSE | - | FALSE | - | FALSE | FALSE | FALSE | - |  | FALSE | -
| - |  | - |  | - |  | - |  | - |  | - |  | - | FALSE | FALSE | - | FALSE | FALSE | FALSE | - | FALSE | - | FALSE | FALSE | FALSE | - |  | FALSE | -
| - |  | - |  | - |  | - |  | - |  | - |  | - | FALSE | FALSE | - | FALSE | FALSE | FALSE | - | FALSE | - | FALSE | FALSE | FALSE | - |  | FALSE | -
| - |  | - |  | - |  | - |  | - |  | - |  | - | FALSE | FALSE | - | FALSE | FALSE | FALSE | - | FALSE | - | FALSE | FALSE | FALSE | - |  | FALSE | -
| - |  | - |  | - |  | - |  | - |  | - |  | - | FALSE | FALSE | - | FALSE | FALSE | FALSE | - | FALSE | - | FALSE | FALSE | FALSE | - |  | FALSE | -
| - |  | - |  | - |  | - |  | - |  | - |  | - | FALSE | FALSE | - | FALSE | FALSE | FALSE | - | FALSE | - | FALSE | FALSE | FALSE | - |  | FALSE | -
| - |  | - |  | - |  | - |  | - |  | - |  | - | FALSE | FALSE | - | FALSE | FALSE | FALSE | - | FALSE | - | FALSE | FALSE | FALSE | - |  | FALSE | -
| - |  | - |  | - |  | - |  | - |  | - |  | - | FALSE | FALSE | - | FALSE | FALSE | FALSE | - | FALSE | - | FALSE | FALSE | FALSE | - |  | FALSE | -
| - |  | - |  | - |  | - |  | - |  | - |  | - | FALSE | FALSE | - | FALSE | FALSE | FALSE | - | FALSE | - | FALSE | FALSE | FALSE | - |  | FALSE | -
| - |  | - |  | - |  | - |  | - |  | - |  | - | FALSE | FALSE | - | FALSE | FALSE | FALSE | - | FALSE | - | FALSE | FALSE | FALSE | - |  | FALSE | -
| - |  | - |  | - |  | - |  | - |  | - |  | - | FALSE | FALSE | - | FALSE | FALSE | FALSE | - | FALSE | - | FALSE | FALSE | FALSE | - |  | FALSE | -
| - |  | - |  | - |  | - |  | - |  | - |  | - | FALSE | FALSE | - | FALSE | FALSE | FALSE | - | FALSE | - | FALSE | FALSE | FALSE | - |  | FALSE | -
| - |  | - |  | - |  | - |  | - |  | - |  | - | FALSE | FALSE | - | FALSE | FALSE | FALSE | - | FALSE | - | FALSE | FALSE | FALSE | - |  | FALSE | -
| - |  | - |  | - |  | - |  | - |  | - |  | - | FALSE | FALSE | - | FALSE | FALSE | FALSE | - | FALSE | - | FALSE | FALSE | FALSE | - |  | FALSE | -
| - |  | - |  | - |  | - |  | - |  | - |  | - | FALSE | FALSE | - | FALSE | FALSE | FALSE | - | FALSE | - | FALSE | FALSE | FALSE | - |  | FALSE | -
| - |  | - |  | - |  | - |  | - |  | - |  | - | FALSE | FALSE | - | FALSE | FALSE | FALSE | - | FALSE | - | FALSE | FALSE | FALSE | - |  | FALSE | -
| - |  | - |  | - |  | - |  | - |  | - |  | - | FALSE | FALSE | - | FALSE | FALSE | FALSE | - | FALSE | - | FALSE | FALSE | FALSE | - |  | FALSE | -
| - |  | - |  | - |  | - |  | - |  | - |  | - | FALSE | FALSE | - | FALSE | FALSE | FALSE | - | FALSE | - | FALSE | FALSE | FALSE | - |  | FALSE | -
| - |  | - |  | - |  | - |  | - |  | - |  | - | FALSE | FALSE | - | FALSE | FALSE | FALSE | - | FALSE | - | FALSE | FALSE | FALSE | - |  | FALSE | -
| - |  | - |  | - |  | - |  | - |  | - |  | - | FALSE | FALSE | - | FALSE | FALSE | FALSE | - | FALSE | - | FALSE | FALSE | FALSE | - |  | FALSE | -
| - |  | - |  | - |  | - |  | - |  | - |  | - | FALSE | FALSE | - | FALSE | FALSE | FALSE | - | FALSE | - | FALSE | FALSE | FALSE | - |  | FALSE | -
| - |  | - |  | - |  | - |  | - |  | - |  | - | FALSE | FALSE | - | FALSE | FALSE | FALSE | - | FALSE | - | FALSE | FALSE | FALSE | - |  | FALSE | -
| - |  | - |  | - |  | - |  | - |  | - |  | - | FALSE | FALSE | - | FALSE | FALSE | FALSE | - | FALSE | - | FALSE | FALSE | FALSE | - |  | FALSE | -
| - |  | - |  | - |  | - |  | - |  | - |  | - | FALSE | FALSE | - | FALSE | FALSE | FALSE | - | FALSE | - | FALSE | FALSE | FALSE | - |  | FALSE | -
| - |  | - |  | - |  | - |  | - |  | - |  | - | FALSE | FALSE | - | FALSE | FALSE | FALSE | - | FALSE | - | FALSE | FALSE | FALSE | - |  | FALSE | -
| - |  | - |  | - |  | - |  | - |  | - |  | - | FALSE | FALSE | - | FALSE | FALSE | FALSE | - | FALSE | - | FALSE | FALSE | FALSE | - |  | FALSE | -
| - |  | - |  | - |  | - |  | - |  | - |  | - | FALSE | FALSE | - | FALSE | FALSE | FALSE | - | FALSE | - | FALSE | FALSE | FALSE | - |  | FALSE | -
| - |  | - |  | - |  | - |  | - |  | - |  | - | FALSE | FALSE | - | FALSE | FALSE | FALSE | - | FALSE | - | FALSE | FALSE | FALSE | - |  | FALSE | -
| - |  | - |  | - |  | - |  | - |  | - |  | - | FALSE | FALSE | - | FALSE | FALSE | FALSE | - | FALSE | - | FALSE | FALSE | FALSE | - |  | FALSE | -
| - |  | - |  | - |  | - |  | - |  | - |  | - | FALSE | FALSE | - | FALSE | FALSE | FALSE | - | FALSE | - | FALSE | FALSE | FALSE | - |  | FALSE | -
| - |  | - |  | - |  | - |  | - |  | - |  | - | FALSE | FALSE | - | FALSE | FALSE | FALSE | - | FALSE | - | FALSE | FALSE | FALSE | - |  | FALSE | -
| - |  | - |  | - |  | - |  | - |  | - |  | - | FALSE | FALSE | - | FALSE | FALSE | FALSE | - | FALSE | - | FALSE | FALSE | FALSE | - |  | FALSE | -
| - |  | - |  | - |  | - |  | - |  | - |  | - | FALSE | FALSE | - | FALSE | FALSE | FALSE | - | FALSE | - | FALSE | FALSE | FALSE | - |  | FALSE | -
| - |  | - |  | - |  | - |  | - |  | - |  | - | FALSE | FALSE | - | FALSE | FALSE | FALSE | - | FALSE | - | FALSE | FALSE | FALSE | - |  | FALSE | -
| - |  | - |  | - |  | - |  | - |  | - |  | - | FALSE | FALSE | - | FALSE | FALSE | FALSE | - | FALSE | - | FALSE | FALSE | FALSE | - |  | FALSE | -
| - |  | - |  | - |  | - |  | - |  | - |  | - | FALSE | FALSE | - | FALSE | FALSE | FALSE | - | FALSE | - | FALSE | FALSE | FALSE | - |  | FALSE | -
| - |  | - |  | - |  | - |  | - |  | - |  | - | FALSE | FALSE | - | FALSE | FALSE | FALSE | - | FALSE | - | FALSE | FALSE | FALSE | - |  | FALSE | -
| - |  | - |  | - |  | - |  | - |  | - |  | - | FALSE | FALSE | - | FALSE | FALSE | FALSE | - | FALSE | - | FALSE | FALSE | FALSE | - |  | FALSE | -
| - |  | - |  | - |  | - |  | - |  | - |  | - | FALSE | FALSE | - | FALSE | FALSE | FALSE | - | FALSE | - | FALSE | FALSE | FALSE | - |  | FALSE | -
| - |  | - |  | - |  | - |  | - |  | - |  | - | FALSE | FALSE | - | FALSE | FALSE | FALSE | - | FALSE | - | FALSE | FALSE | FALSE | - |  | FALSE | -
| - |  | - |  | - |  | - |  | - |  | - |  | - | FALSE | FALSE | - | FALSE | FALSE | FALSE | - | FALSE | - | FALSE | FALSE | FALSE | - |  | FALSE | -
| - |  | - |  | - |  | - |  | - |  | - |  | - | FALSE | FALSE | - | FALSE | FALSE | FALSE | - | FALSE | - | FALSE | FALSE | FALSE | - |  | FALSE | -
| - |  | - |  | - |  | - |  | - |  | - |  | - | FALSE | FALSE | - | FALSE | FALSE | FALSE | - | FALSE | - | FALSE | FALSE | FALSE | - |  | FALSE | -
| - |  | - |  | - |  | - |  | - |  | - |  | - | FALSE | FALSE | - | FALSE | FALSE | FALSE | - | FALSE | - | FALSE | FALSE | FALSE | - |  | FALSE | -
| - |  | - |  | - |  | - |  | - |  | - |  | - | FALSE | FALSE | - | FALSE | FALSE | FALSE | - | FALSE | - | FALSE | FALSE | FALSE | - |  | FALSE | -
| - |  | - |  | - |  | - |  | - |  | - |  | - | FALSE | FALSE | - | FALSE | FALSE | FALSE | - | FALSE | - | FALSE | FALSE | FALSE | - |  | FALSE | -
| - |  | - |  | - |  | - |  | - |  | - |  | - | FALSE | FALSE | - | FALSE | FALSE | FALSE | - | FALSE | - | FALSE | FALSE | FALSE | - |  | FALSE | -
| - |  | - |  | - |  | - |  | - |  | - |  | - | FALSE | FALSE | - | FALSE | FALSE | FALSE | - | FALSE | - | FALSE | FALSE | FALSE | - |  | FALSE | -
| - |  | - |  | - |  | - |  | - |  | - |  | - | FALSE | FALSE | - | FALSE | FALSE | FALSE | - | FALSE | - | FALSE | FALSE | FALSE | - |  | FALSE | -
| - |  | - |  | - |  | - |  | - |  | - |  | - | FALSE | FALSE | - | FALSE | FALSE | FALSE | - | FALSE | - | FALSE | FALSE | FALSE | - |  | FALSE | -
| - |  | - |  | - |  | - |  | - |  | - |  | - | FALSE | FALSE | - | FALSE | FALSE | FALSE | - | FALSE | - | FALSE | FALSE | FALSE | - |  | FALSE | -
| - |  | - |  | - |  | - |  | - |  | - |  | - | FALSE | FALSE | - | FALSE | FALSE | FALSE | - | FALSE | - | FALSE | FALSE | FALSE | - |  | FALSE | -
| - |  | - |  | - |  | - |  | - |  | - |  | - | FALSE | FALSE | - | FALSE | FALSE | FALSE | - | FALSE | - | FALSE | FALSE | FALSE | - |  | FALSE | -
| - |  | - |  | - |  | - |  | - |  | - |  | - | FALSE | FALSE | - | FALSE | FALSE | FALSE | - | FALSE | - | FALSE | FALSE | FALSE | - |  | FALSE | -
| - |  | - |  | - |  | - |  | - |  | - |  | - | FALSE | FALSE | - | FALSE | FALSE | FALSE | - | FALSE | - | FALSE | FALSE | FALSE | - |  | FALSE | -
| - |  | - |  | - |  | - |  | - |  | - |  | - | FALSE | FALSE | - | FALSE | FALSE | FALSE | - | FALSE | - | FALSE | FALSE | FALSE | - |  | FALSE | -
| - |  | - |  | - |  | - |  | - |  | - |  | - | FALSE | FALSE | - | FALSE | FALSE | FALSE | - | FALSE | - | FALSE | FALSE | FALSE | - |  | FALSE | -
| - |  | - |  | - |  | - |  | - |  | - |  | - | FALSE | FALSE | - | FALSE | FALSE | FALSE | - | FALSE | - | FALSE | FALSE | FALSE | - |  | FALSE | -
| - |  | - |  | - |  | - |  | - |  | - |  | - | FALSE | FALSE | - | FALSE | FALSE | FALSE | - | FALSE | - | FALSE | FALSE | FALSE | - |  | FALSE | -
| - |  | - |  | - |  | - |  | - |  | - |  | - | FALSE | FALSE | - | FALSE | FALSE | FALSE | - | FALSE | - | FALSE | FALSE | FALSE | - |  | FALSE | -
| - |  | - |  | - |  | - |  | - |  | - |  | - | FALSE | FALSE | - | FALSE | FALSE | FALSE | - | FALSE | - | FALSE | FALSE | FALSE | - |  | FALSE | -
| - |  | - |  | - |  | - |  | - |  | - |  | - | FALSE | FALSE | - | FALSE | FALSE | FALSE | - | FALSE | - | FALSE | FALSE | FALSE | - |  | FALSE | -
| - |  | - |  | - |  | - |  | - |  | - |  | - | FALSE | FALSE | - | FALSE | FALSE | FALSE | - | FALSE | - | FALSE | FALSE | FALSE | - |  | FALSE | -
| - |  | - |  | - |  | - |  | - |  | - |  | - | FALSE | FALSE | - | FALSE | FALSE | FALSE | - | FALSE | - | FALSE | FALSE | FALSE | - |  | FALSE | -
| - |  | - |  | - |  | - |  | - |  | - |  | - | FALSE | FALSE | - | FALSE | FALSE | FALSE | - | FALSE | - | FALSE | FALSE | FALSE | - |  | FALSE | -
| - |  | - |  | - |  | - |  | - |  | - |  | - | FALSE | FALSE | - | FALSE | FALSE | FALSE | - | FALSE | - | FALSE | FALSE | FALSE | - |  | FALSE | -
| - |  | - |  | - |  | - |  | - |  | - |  | - | FALSE | FALSE | - | FALSE | FALSE | FALSE | - | FALSE | - | FALSE | FALSE | FALSE | - |  | FALSE | -
| - |  | - |  | - |  | - |  | - |  | - |  | - | FALSE | FALSE | - | FALSE | FALSE | FALSE | - | FALSE | - | FALSE | FALSE | FALSE | - |  | FALSE | -
| - |  | - |  | - |  | - |  | - |  | - |  | - | FALSE | FALSE | - | FALSE | FALSE | FALSE | - | FALSE | - | FALSE | FALSE | FALSE | - |  | FALSE | -
| - |  | - |  | - |  | - |  | - |  | - |  | - | FALSE | FALSE | - | FALSE | FALSE | FALSE | - | FALSE | - | FALSE | FALSE | FALSE | - |  | FALSE | -
| - |  | - |  | - |  | - |  | - |  | - |  | - | FALSE | FALSE | - | FALSE | FALSE | FALSE | - | FALSE | - | FALSE | FALSE | FALSE | - |  | FALSE | -
| - |  | - |  | - |  | - |  | - |  | - |  | - | FALSE | FALSE | - | FALSE | FALSE | FALSE | - | FALSE | - | FALSE | FALSE | FALSE | - |  | FALSE | -
| - |  | - |  | - |  | - |  | - |  | - |  | - | FALSE | FALSE | - | FALSE | FALSE | FALSE | - | FALSE | - | FALSE | FALSE | FALSE | - |  | FALSE | -
| - |  | - |  | - |  | - |  | - |  | - |  | - | FALSE | FALSE | - | FALSE | FALSE | FALSE | - | FALSE | - | FALSE | FALSE | FALSE | - |  | FALSE | -
| - |  | - |  | - |  | - |  | - |  | - |  | - | FALSE | FALSE | - | FALSE | FALSE | FALSE | - | FALSE | - | FALSE | FALSE | FALSE | - |  | FALSE | -
| - |  | - |  | - |  | - |  | - |  | - |  | - | FALSE | FALSE | - | FALSE | FALSE | FALSE | - | FALSE | - | FALSE | FALSE | FALSE | - |  | FALSE | -
| - |  | - |  | - |  | - |  | - |  | - |  | - | FALSE | FALSE | - | FALSE | FALSE | FALSE | - | FALSE | - | FALSE | FALSE | FALSE | - |  | FALSE | -
| - |  | - |  | - |  | - |  | - |  | - |  | - | FALSE | FALSE | - | FALSE | FALSE | FALSE | - | FALSE | - | FALSE | FALSE | FALSE | - |  | FALSE | -
| - |  | - |  | - |  | - |  | - |  | - |  | - | FALSE | FALSE | - | FALSE | FALSE | FALSE | - | FALSE | - | FALSE | FALSE | FALSE | - |  | FALSE | -
| - |  | - |  | - |  | - |  | - |  | - |  | - | FALSE | FALSE | - | FALSE | FALSE | FALSE | - | FALSE | - | FALSE | FALSE | FALSE | - |  | FALSE | -
| - |  | - |  | - |  | - |  | - |  | - |  | - | FALSE | FALSE | - | FALSE | FALSE | FALSE | - | FALSE | - | FALSE | FALSE | FALSE | - |  | FALSE | -
| - |  | - |  | - |  | - |  | - |  | - |  | - | FALSE | FALSE | - | FALSE | FALSE | FALSE | - | FALSE | - | FALSE | FALSE | FALSE | - |  | FALSE | -
| - |  | - |  | - |  | - |  | - |  | - |  | - | FALSE | FALSE | - | FALSE | FALSE | FALSE | - | FALSE | - | FALSE | FALSE | FALSE | - |  | FALSE | -
| - |  | - |  | - |  | - |  | - |  | - |  | - | FALSE | FALSE | - | FALSE | FALSE | FALSE | - | FALSE | - | FALSE | FALSE | FALSE | - |  | FALSE | -
| - |  | - |  | - |  | - |  | - |  | - |  | - | FALSE | FALSE | - | FALSE | FALSE | FALSE | - | FALSE | - | FALSE | FALSE | FALSE | - |  | FALSE | -
| - |  | - |  | - |  | - |  | - |  | - |  | - | FALSE | FALSE | - | FALSE | FALSE | FALSE | - | FALSE | - | FALSE | FALSE | FALSE | - |  | FALSE | -
| - |  | - |  | - |  | - |  | - |  | - |  | - | FALSE | FALSE | - | FALSE | FALSE | FALSE | - | FALSE | - | FALSE | FALSE | FALSE | - |  | FALSE | -
| - |  | - |  | - |  | - |  | - |  | - |  | - | FALSE | FALSE | - | FALSE | FALSE | FALSE | - | FALSE | - | FALSE | FALSE | FALSE | - |  | FALSE | -
| - |  | - |  | - |  | - |  | - |  | - |  | - | FALSE | FALSE | - | FALSE | FALSE | FALSE | - | FALSE | - | FALSE | FALSE | FALSE | - |  | FALSE | -
| - |  | - |  | - |  | - |  | - |  | - |  | - | FALSE | FALSE | - | FALSE | FALSE | FALSE | - | FALSE | - | FALSE | FALSE | FALSE | - |  | FALSE | -
| - |  | - |  | - |  | - |  | - |  | - |  | - | FALSE | FALSE | - | FALSE | FALSE | FALSE | - | FALSE | - | FALSE | FALSE | FALSE | - |  | FALSE | -
| - |  | - |  | - |  | - |  | - |  | - |  | - | FALSE | FALSE | - | FALSE | FALSE | FALSE | - | FALSE | - | FALSE | FALSE | FALSE | - |  | FALSE | -
| - |  | - |  | - |  | - |  | - |  | - |  | - | FALSE | FALSE | - | FALSE | FALSE | FALSE | - | FALSE | - | FALSE | FALSE | FALSE | - |  | FALSE | -
| - |  | - |  | - |  | - |  | - |  | - |  | - | FALSE | FALSE | - | FALSE | FALSE | FALSE | - | FALSE | - | FALSE | FALSE | FALSE | - |  | FALSE | -
| - |  | - |  | - |  | - |  | - |  | - |  | - | FALSE | FALSE | - | FALSE | FALSE | FALSE | - | FALSE | - | FALSE | FALSE | FALSE | - |  | FALSE | -
| - |  | - |  | - |  | - |  | - |  | - |  | - | FALSE | FALSE | - | FALSE | FALSE | FALSE | - | FALSE | - | FALSE | FALSE | FALSE | - |  | FALSE | -
| - |  | - |  | - |  | - |  | - |  | - |  | - | FALSE | FALSE | - | FALSE | FALSE | FALSE | - | FALSE | - | FALSE | FALSE | FALSE | - |  | FALSE | -
| - |  | - |  | - |  | - |  | - |  | - |  | - | FALSE | FALSE | - | FALSE | FALSE | FALSE | - | FALSE | - | FALSE | FALSE | FALSE | - |  | FALSE | -
| - |  | - |  | - |  | - |  | - |  | - |  | - | FALSE | FALSE | - | FALSE | FALSE | FALSE | - | FALSE | - | FALSE | FALSE | FALSE | - |  | FALSE | -
| - |  | - |  | - |  | - |  | - |  | - |  | - | FALSE | FALSE | - | FALSE | FALSE | FALSE | - | FALSE | - | FALSE | FALSE | FALSE | - |  | FALSE | -
| - |  | - |  | - |  | - |  | - |  | - |  | - | FALSE | FALSE | - | FALSE | FALSE | FALSE | - | FALSE | - | FALSE | FALSE | FALSE | - |  | FALSE | -
| - |  | - |  | - |  | - |  | - |  | - |  | - | FALSE | FALSE | - | FALSE | FALSE | FALSE | - | FALSE | - | FALSE | FALSE | FALSE | - |  | FALSE | -
| - |  | - |  | - |  | - |  | - |  | - |  | - | FALSE | FALSE | - | FALSE | FALSE | FALSE | - | FALSE | - | FALSE | FALSE | FALSE | - |  | FALSE | -
| - |  | - |  | - |  | - |  | - |  | - |  | - | FALSE | FALSE | - | FALSE | FALSE | FALSE | - | FALSE | - | FALSE | FALSE | FALSE | - |  | FALSE | -
| - |  | - |  | - |  | - |  | - |  | - |  | - | FALSE | FALSE | - | FALSE | FALSE | FALSE | - | FALSE | - | FALSE | FALSE | FALSE | - |  | FALSE | -
| - |  | - |  | - |  | - |  | - |  | - |  | - | FALSE | FALSE | - | FALSE | FALSE | FALSE | - | FALSE | - | FALSE | FALSE | FALSE | - |  | FALSE | -
| - |  | - |  | - |  | - |  | - |  | - |  | - | FALSE | FALSE | - | FALSE | FALSE | FALSE | - | FALSE | - | FALSE | FALSE | FALSE | - |  | FALSE | -
| - |  | - |  | - |  | - |  | - |  | - |  | - | FALSE | FALSE | - | FALSE | FALSE | FALSE | - | FALSE | - | FALSE | FALSE | FALSE | - |  | FALSE | -
| - |  | - |  | - |  | - |  | - |  | - |  | - | FALSE | FALSE | - | FALSE | FALSE | FALSE | - | FALSE | - | FALSE | FALSE | FALSE | - |  | FALSE | -
| - |  | - |  | - |  | - |  | - |  | - |  | - | FALSE | FALSE | - | FALSE | FALSE | FALSE | - | FALSE | - | FALSE | FALSE | FALSE | - |  | FALSE | -
| - |  | - |  | - |  | - |  | - |  | - |  | - | FALSE | FALSE | - | FALSE | FALSE | FALSE | - | FALSE | - | FALSE | FALSE | FALSE | - |  | FALSE | -
| - |  | - |  | - |  | - |  | - |  | - |  | - | FALSE | FALSE | - | FALSE | FALSE | FALSE | - | FALSE | - | FALSE | FALSE | FALSE | - |  | FALSE | -
| - |  | - |  | - |  | - |  | - |  | - |  | - | FALSE | FALSE | - | FALSE | FALSE | FALSE | - | FALSE | - | FALSE | FALSE | FALSE | - |  | FALSE | -
| - |  | - |  | - |  | - |  | - |  | - |  | - | FALSE | FALSE | - | FALSE | FALSE | FALSE | - | FALSE | - | FALSE | FALSE | FALSE | - |  | FALSE | -
| - |  | - |  | - |  | - |  | - |  | - |  | - | FALSE | FALSE | - | FALSE | FALSE | FALSE | - | FALSE | - | FALSE | FALSE | FALSE | - |  | FALSE | -
| - |  | - |  | - |  | - |  | - |  | - |  | - | FALSE | FALSE | - | FALSE | FALSE | FALSE | - | FALSE | - | FALSE | FALSE | FALSE | - |  | FALSE | -
| - |  | - |  | - |  | - |  | - |  | - |  | - | FALSE | FALSE | - | FALSE | FALSE | FALSE | - | FALSE | - | FALSE | FALSE | FALSE | - |  | FALSE | -
| - |  | - |  | - |  | - |  | - |  | - |  | - | FALSE | FALSE | - | FALSE | FALSE | FALSE | - | FALSE | - | FALSE | FALSE | FALSE | - |  | FALSE | -
| - |  | - |  | - |  | - |  | - |  | - |  | - | FALSE | FALSE | - | FALSE | FALSE | FALSE | - | FALSE | - | FALSE | FALSE | FALSE | - |  | FALSE | -
| - |  | - |  | - |  | - |  | - |  | - |  | - | FALSE | FALSE | - | FALSE | FALSE | FALSE | - | FALSE | - | FALSE | FALSE | FALSE | - |  | FALSE | -
| - |  | - |  | - |  | - |  | - |  | - |  | - | FALSE | FALSE | - | FALSE | FALSE | FALSE | - | FALSE | - | FALSE | FALSE | FALSE | - |  | FALSE | -
| - |  | - |  | - |  | - |  | - |  | - |  | - | FALSE | FALSE | - | FALSE | FALSE | FALSE | - | FALSE | - | FALSE | FALSE | FALSE | - |  | FALSE | -
| - |  | - |  | - |  | - |  | - |  | - |  | - | FALSE | FALSE | - | FALSE | FALSE | FALSE | - | FALSE | - | FALSE | FALSE | FALSE | - |  | FALSE | -
| - |  | - |  | - |  | - |  | - |  | - |  | - | FALSE | FALSE | - | FALSE | FALSE | FALSE | - | FALSE | - | FALSE | FALSE | FALSE | - |  | FALSE | -
| - |  | - |  | - |  | - |  | - |  | - |  | - | FALSE | FALSE | - | FALSE | FALSE | FALSE | - | FALSE | - | FALSE | FALSE | FALSE | - |  | FALSE | -
| - |  | - |  | - |  | - |  | - |  | - |  | - | FALSE | FALSE | - | FALSE | FALSE | FALSE | - | FALSE | - | FALSE | FALSE | FALSE | - |  | FALSE | -
| - |  | - |  | - |  | - |  | - |  | - |  | - | FALSE | FALSE | - | FALSE | FALSE | FALSE | - | FALSE | - | FALSE | FALSE | FALSE | - |  | FALSE | -
| - |  | - |  | - |  | - |  | - |  | - |  | - | FALSE | FALSE | - | FALSE | FALSE | FALSE | - | FALSE | - | FALSE | FALSE | FALSE | - |  | FALSE | -
| - |  | - |  | - |  | - |  | - |  | - |  | - | FALSE | FALSE | - | FALSE | FALSE | FALSE | - | FALSE | - | FALSE | FALSE | FALSE | - |  | FALSE | -
| - |  | - |  | - |  | - |  | - |  | - |  | - | FALSE | FALSE | - | FALSE | FALSE | FALSE | - | FALSE | - | FALSE | FALSE | FALSE | - |  | FALSE | -
| - |  | - |  | - |  | - |  | - |  | - |  | - | FALSE | FALSE | - | FALSE | FALSE | FALSE | - | FALSE | - | FALSE | FALSE | FALSE | - |  | FALSE | -
| - |  | - |  | - |  | - |  | - |  | - |  | - | FALSE | FALSE | - | FALSE | FALSE | FALSE | - | FALSE | - | FALSE | FALSE | FALSE | - |  | FALSE | -
| - |  | - |  | - |  | - |  | - |  | - |  | - | FALSE | FALSE | - | FALSE | FALSE | FALSE | - | FALSE | - | FALSE | FALSE | FALSE | - |  | FALSE | -
| - |  | - |  | - |  | - |  | - |  | - |  | - | FALSE | FALSE | - | FALSE | FALSE | FALSE | - | FALSE | - | FALSE | FALSE | FALSE | - |  | FALSE | -
| - |  | - |  | - |  | - |  | - |  | - |  | - | FALSE | FALSE | - | FALSE | FALSE | FALSE | - | FALSE | - | FALSE | FALSE | FALSE | - |  | FALSE | -
| - |  | - |  | - |  | - |  | - |  | - |  | - | FALSE | FALSE | - | FALSE | FALSE | FALSE | - | FALSE | - | FALSE | FALSE | FALSE | - |  | FALSE | -
| - |  | - |  | - |  | - |  | - |  | - |  | - | FALSE | FALSE | - | FALSE | FALSE | FALSE | - | FALSE | - | FALSE | FALSE | FALSE | - |  | FALSE | -
| - |  | - |  | - |  | - |  | - |  | - |  | - | FALSE | FALSE | - | FALSE | FALSE | FALSE | - | FALSE | - | FALSE | FALSE | FALSE | - |  | FALSE | -
| - |  | - |  | - |  | - |  | - |  | - |  | - | FALSE | FALSE | - | FALSE | FALSE | FALSE | - | FALSE | - | FALSE | FALSE | FALSE | - |  | FALSE | -
| - |  | - |  | - |  | - |  | - |  | - |  | - | FALSE | FALSE | - | FALSE | FALSE | FALSE | - | FALSE | - | FALSE | FALSE | FALSE | - |  | FALSE | -
| - |  | - |  | - |  | - |  | - |  | - |  | - | FALSE | FALSE | - | FALSE | FALSE | FALSE | - | FALSE | - | FALSE | FALSE | FALSE | - |  | FALSE | -
| - |  | - |  | - |  | - |  | - |  | - |  | - | FALSE | FALSE | - | FALSE | FALSE | FALSE | - | FALSE | - | FALSE | FALSE | FALSE | - |  | FALSE | -
| - |  | - |  | - |  | - |  | - |  | - |  | - | FALSE | FALSE | - | FALSE | FALSE | FALSE | - | FALSE | - | FALSE | FALSE | FALSE | - |  | FALSE | -
| - |  | - |  | - |  | - |  | - |  | - |  | - | FALSE | FALSE | - | FALSE | FALSE | FALSE | - | FALSE | - | FALSE | FALSE | FALSE | - |  | FALSE | -
| - |  | - |  | - |  | - |  | - |  | - |  | - | FALSE | FALSE | - | FALSE | FALSE | FALSE | - | FALSE | - | FALSE | FALSE | FALSE | - |  | FALSE | -
| - |  | - |  | - |  | - |  | - |  | - |  | - | FALSE | FALSE | - | FALSE | FALSE | FALSE | - | FALSE | - | FALSE | FALSE | FALSE | - |  | FALSE | -
| - |  | - |  | - |  | - |  | - |  | - |  | - | FALSE | FALSE | - | FALSE | FALSE | FALSE | - | FALSE | - | FALSE | FALSE | FALSE | - |  | FALSE | -
| - |  | - |  | - |  | - |  | - |  | - |  | - | FALSE | FALSE | - | FALSE | FALSE | FALSE | - | FALSE | - | FALSE | FALSE | FALSE | - |  | FALSE | -
| - |  | - |  | - |  | - |  | - |  | - |  | - | FALSE | FALSE | - | FALSE | FALSE | FALSE | - | FALSE | - | FALSE | FALSE | FALSE | - |  | FALSE | -
| - |  | - |  | - |  | - |  | - |  | - |  | - | FALSE | FALSE | - | FALSE | FALSE | FALSE | - | FALSE | - | FALSE | FALSE | FALSE | - |  | FALSE | -
| - |  | - |  | - |  | - |  | - |  | - |  | - | FALSE | FALSE | - | FALSE | FALSE | FALSE | - | FALSE | - | FALSE | FALSE | FALSE | - |  | FALSE | -
| - |  | - |  | - |  | - |  | - |  | - |  | - | FALSE | FALSE | - | FALSE | FALSE | FALSE | - | FALSE | - | FALSE | FALSE | FALSE | - |  | FALSE | -
| - |  | - |  | - |  | - |  | - |  | - |  | - | FALSE | FALSE | - | FALSE | FALSE | FALSE | - | FALSE | - | FALSE | FALSE | FALSE | - |  | FALSE | -
| - |  | - |  | - |  | - |  | - |  | - |  | - | FALSE | FALSE | - | FALSE | FALSE | FALSE | - | FALSE | - | FALSE | FALSE | FALSE | - |  | FALSE | -
| - |  | - |  | - |  | - |  | - |  | - |  | - | FALSE | FALSE | - | FALSE | FALSE | FALSE | - | FALSE | - | FALSE | FALSE | FALSE | - |  | FALSE | -
| - |  | - |  | - |  | - |  | - |  | - |  | - | FALSE | FALSE | - | FALSE | FALSE | FALSE | - | FALSE | - | FALSE | FALSE | FALSE | - |  | FALSE | -
| - |  | - |  | - |  | - |  | - |  | - |  | - | FALSE | FALSE | - | FALSE | FALSE | FALSE | - | FALSE | - | FALSE | FALSE | FALSE | - |  | FALSE | -
| - |  | - |  | - |  | - |  | - |  | - |  | - | FALSE | FALSE | - | FALSE | FALSE | FALSE | - | FALSE | - | FALSE | FALSE | FALSE | - |  | FALSE | -
| - |  | - |  | - |  | - |  | - |  | - |  | - | FALSE | FALSE | - | FALSE | FALSE | FALSE | - | FALSE | - | FALSE | FALSE | FALSE | - |  | FALSE | -
| - |  | - |  | - |  | - |  | - |  | - |  | - | FALSE | FALSE | - | FALSE | FALSE | FALSE | - | FALSE | - | FALSE | FALSE | FALSE | - |  | FALSE | -
| - |  | - |  | - |  | - |  | - |  | - |  | - | FALSE | FALSE | - | FALSE | FALSE | FALSE | - | FALSE | - | FALSE | FALSE | FALSE | - |  | FALSE | -
| - |  | - |  | - |  | - |  | - |  | - |  | - | FALSE | FALSE | - | FALSE | FALSE | FALSE | - | FALSE | - | FALSE | FALSE | FALSE | - |  | FALSE | -
| - |  | - |  | - |  | - |  | - |  | - |  | - | FALSE | FALSE | - | FALSE | FALSE | FALSE | - | FALSE | - | FALSE | FALSE | FALSE | - |  | FALSE | -
| - |  | - |  | - |  | - |  | - |  | - |  | - | FALSE | FALSE | - | FALSE | FALSE | FALSE | - | FALSE | - | FALSE | FALSE | FALSE | - |  | FALSE | -
| - |  | - |  | - |  | - |  | - |  | - |  | - | FALSE | FALSE | - | FALSE | FALSE | FALSE | - | FALSE | - | FALSE | FALSE | FALSE | - |  | FALSE | -
| - |  | - |  | - |  | - |  | - |  | - |  | - | FALSE | FALSE | - | FALSE | FALSE | FALSE | - | FALSE | - | FALSE | FALSE | FALSE | - |  | FALSE | -
| - |  | - |  | - |  | - |  | - |  | - |  | - | FALSE | FALSE | - | FALSE | FALSE | FALSE | - | FALSE | - | FALSE | FALSE | FALSE | - |  | FALSE | -
| - |  | - |  | - |  | - |  | - |  | - |  | - | FALSE | FALSE | - | FALSE | FALSE | FALSE | - | FALSE | - | FALSE | FALSE | FALSE | - |  | FALSE | -
| - |  | - |  | - |  | - |  | - |  | - |  | - | FALSE | FALSE | - | FALSE | FALSE | FALSE | - | FALSE | - | FALSE | FALSE | FALSE | - |  | FALSE | -
| - |  | - |  | - |  | - |  | - |  | - |  | - | FALSE | FALSE | - | FALSE | FALSE | FALSE | - | FALSE | - | FALSE | FALSE | FALSE | - |  | FALSE | -
| - |  | - |  | - |  | - |  | - |  | - |  | - | FALSE | FALSE | - | FALSE | FALSE | FALSE | - | FALSE | - | FALSE | FALSE | FALSE | - |  | FALSE | -
| - |  | - |  | - |  | - |  | - |  | - |  | - | FALSE | FALSE | - | FALSE | FALSE | FALSE | - | FALSE | - | FALSE | FALSE | FALSE | - |  | FALSE | -
| - |  | - |  | - |  | - |  | - |  | - |  | - | FALSE | FALSE | - | FALSE | FALSE | FALSE | - | FALSE | - | FALSE | FALSE | FALSE | - |  | FALSE | -
| - |  | - |  | - |  | - |  | - |  | - |  | - | FALSE | FALSE | - | FALSE | FALSE | FALSE | - | FALSE | - | FALSE | FALSE | FALSE | - |  | FALSE | -
| - |  | - |  | - |  | - |  | - |  | - |  | - | FALSE | FALSE | - | FALSE | FALSE | FALSE | - | FALSE | - | FALSE | FALSE | FALSE | - |  | FALSE | -
| - |  | - |  | - |  | - |  | - |  | - |  | - | FALSE | FALSE | - | FALSE | FALSE | FALSE | - | FALSE | - | FALSE | FALSE | FALSE | - |  | FALSE | -
| - |  | - |  | - |  | - |  | - |  | - |  | - | FALSE | FALSE | - | FALSE | FALSE | FALSE | - | FALSE | - | FALSE | FALSE | FALSE | - |  | FALSE | -
| - |  | - |  | - |  | - |  | - |  | - |  | - | FALSE | FALSE | - | FALSE | FALSE | FALSE | - | FALSE | - | FALSE | FALSE | FALSE | - |  | FALSE | -
| - |  | - |  | - |  | - |  | - |  | - |  | - | FALSE | FALSE | - | FALSE | FALSE | FALSE | - | FALSE | - | FALSE | FALSE | FALSE | - |  | FALSE | -
| - |  | - |  | - |  | - |  | - |  | - |  | - | FALSE | FALSE | - | FALSE | FALSE | FALSE | - | FALSE | - | FALSE | FALSE | FALSE | - |  | FALSE | -
| - |  | - |  | - |  | - |  | - |  | - |  | - | FALSE | FALSE | - | FALSE | FALSE | FALSE | - | FALSE | - | FALSE | FALSE | FALSE | - |  | FALSE | -
| - |  | - |  | - |  | - |  | - |  | - |  | - | FALSE | FALSE | - | FALSE | FALSE | FALSE | - | FALSE | - | FALSE | FALSE | FALSE | - |  | FALSE | -
| - |  | - |  | - |  | - |  | - |  | - |  | - | FALSE | FALSE | - | FALSE | FALSE | FALSE | - | FALSE | - | FALSE | FALSE | FALSE | - |  | FALSE | -
| - |  | - |  | - |  | - |  | - |  | - |  | - | FALSE | FALSE | - | FALSE | FALSE | FALSE | - | FALSE | - | FALSE | FALSE | FALSE | - |  | FALSE | -
| - |  | - |  | - |  | - |  | - |  | - |  | - | FALSE | FALSE | - | FALSE | FALSE | FALSE | - | FALSE | - | FALSE | FALSE | FALSE | - |  | FALSE | -
| - |  | - |  | - |  | - |  | - |  | - |  | - | FALSE | FALSE | - | FALSE | FALSE | FALSE | - | FALSE | - | FALSE | FALSE | FALSE | - |  | FALSE | -
| - |  | - |  | - |  | - |  | - |  | - |  | - | FALSE | FALSE | - | FALSE | FALSE | FALSE | - | FALSE | - | FALSE | FALSE | FALSE | - |  | FALSE | -
| - |  | - |  | - |  | - |  | - |  | - |  | - | FALSE | FALSE | - | FALSE | FALSE | FALSE | - | FALSE | - | FALSE | FALSE | FALSE | - |  | FALSE | -
| - |  | - |  | - |  | - |  | - |  | - |  | - | FALSE | FALSE | - | FALSE | FALSE | FALSE | - | FALSE | - | FALSE | FALSE | FALSE | - |  | FALSE | -
| - |  | - |  | - |  | - |  | - |  | - |  | - | FALSE | FALSE | - | FALSE | FALSE | FALSE | - | FALSE | - | FALSE | FALSE | FALSE | - |  | FALSE | -
| - |  | - |  | - |  | - |  | - |  | - |  | - | FALSE | FALSE | - | FALSE | FALSE | FALSE | - | FALSE | - | FALSE | FALSE | FALSE | - |  | FALSE | -
| - |  | - |  | - |  | - |  | - |  | - |  | - | FALSE | FALSE | - | FALSE | FALSE | FALSE | - | FALSE | - | FALSE | FALSE | FALSE | - |  | FALSE | -
| - |  | - |  | - |  | - |  | - |  | - |  | - | FALSE | FALSE | - | FALSE | FALSE | FALSE | - | FALSE | - | FALSE | FALSE | FALSE | - |  | FALSE | -
| - |  | - |  | - |  | - |  | - |  | - |  | - | FALSE | FALSE | - | FALSE | FALSE | FALSE | - | FALSE | - | FALSE | FALSE | FALSE | - |  | FALSE | -
| - |  | - |  | - |  | - |  | - |  | - |  | - | FALSE | FALSE | - | FALSE | FALSE | FALSE | - | FALSE | - | FALSE | FALSE | FALSE | - |  | FALSE | -
| - |  | - |  | - |  | - |  | - |  | - |  | - | FALSE | FALSE | - | FALSE | FALSE | FALSE | - | FALSE | - | FALSE | FALSE | FALSE | - |  | FALSE | -
| - |  | - |  | - |  | - |  | - |  | - |  | - | FALSE | FALSE | - | FALSE | FALSE | FALSE | - | FALSE | - | FALSE | FALSE | FALSE | - |  | FALSE | -
| - |  | - |  | - |  | - |  | - |  | - |  | - | FALSE | FALSE | - | FALSE | FALSE | FALSE | - | FALSE | - | FALSE | FALSE | FALSE | - |  | FALSE | -
| - |  | - |  | - |  | - |  | - |  | - |  | - | FALSE | FALSE | - | FALSE | FALSE | FALSE | - | FALSE | - | FALSE | FALSE | FALSE | - |  | FALSE | -
| - |  | - |  | - |  | - |  | - |  | - |  | - | FALSE | FALSE | - | FALSE | FALSE | FALSE | - | FALSE | - | FALSE | FALSE | FALSE | - |  | FALSE | -
| - |  | - |  | - |  | - |  | - |  | - |  | - | FALSE | FALSE | - | FALSE | FALSE | FALSE | - | FALSE | - | FALSE | FALSE | FALSE | - |  | FALSE | -
| - |  | - |  | - |  | - |  | - |  | - |  | - | FALSE | FALSE | - | FALSE | FALSE | FALSE | - | FALSE | - | FALSE | FALSE | FALSE | - |  | FALSE | -
| - |  | - |  | - |  | - |  | - |  | - |  | - | FALSE | FALSE | - | FALSE | FALSE | FALSE | - | FALSE | - | FALSE | FALSE | FALSE | - |  | FALSE | -
| - |  | - |  | - |  | - |  | - |  | - |  | - | FALSE | FALSE | - | FALSE | FALSE | FALSE | - | FALSE | - | FALSE | FALSE | FALSE | - |  | FALSE | -
| - |  | - |  | - |  | - |  | - |  | - |  | - | FALSE | FALSE | - | FALSE | FALSE | FALSE | - | FALSE | - | FALSE | FALSE | FALSE | - |  | FALSE | -
| - |  | - |  | - |  | - |  | - |  | - |  | - | FALSE | FALSE | - | FALSE | FALSE | FALSE | - | FALSE | - | FALSE | FALSE | FALSE | - |  | FALSE | -
| - |  | - |  | - |  | - |  | - |  | - |  | - | FALSE | FALSE | - | FALSE | FALSE | FALSE | - | FALSE | - | FALSE | FALSE | FALSE | - |  | FALSE | -
| - |  | - |  | - |  | - |  | - |  | - |  | - | FALSE | FALSE | - | FALSE | FALSE | FALSE | - | FALSE | - | FALSE | FALSE | FALSE | - |  | FALSE | -
| - |  | - |  | - |  | - |  | - |  | - |  | - | FALSE | FALSE | - | FALSE | FALSE | FALSE | - | FALSE | - | FALSE | FALSE | FALSE | - |  | FALSE | -
| - |  | - |  | - |  | - |  | - |  | - |  | - | FALSE | FALSE | - | FALSE | FALSE | FALSE | - | FALSE | - | FALSE | FALSE | FALSE | - |  | FALSE | -
| - |  | - |  | - |  | - |  | - |  | - |  | - | FALSE | FALSE | - | FALSE | FALSE | FALSE | - | FALSE | - | FALSE | FALSE | FALSE | - |  | FALSE | -
| - |  | - |  | - |  | - |  | - |  | - |  | - | FALSE | FALSE | - | FALSE | FALSE | FALSE | - | FALSE | - | FALSE | FALSE | FALSE | - |  | FALSE | -
| - |  | - |  | - |  | - |  | - |  | - |  | - | FALSE | FALSE | - | FALSE | FALSE | FALSE | - | FALSE | - | FALSE | FALSE | FALSE | - |  | FALSE | -
| - |  | - |  | - |  | - |  | - |  | - |  | - | FALSE | FALSE | - | FALSE | FALSE | FALSE | - | FALSE | - | FALSE | FALSE | FALSE | - |  | FALSE | -
| - |  | - |  | - |  | - |  | - |  | - |  | - | FALSE | FALSE | - | FALSE | FALSE | FALSE | - | FALSE | - | FALSE | FALSE | FALSE | - |  | FALSE | -
| - |  | - |  | - |  | - |  | - |  | - |  | - | FALSE | FALSE | - | FALSE | FALSE | FALSE | - | FALSE | - | FALSE | FALSE | FALSE | - |  | FALSE | -
| - |  | - |  | - |  | - |  | - |  | - |  | - | FALSE | FALSE | - | FALSE | FALSE | FALSE | - | FALSE | - | FALSE | FALSE | FALSE | - |  | FALSE | -
| - |  | - |  | - |  | - |  | - |  | - |  | - | FALSE | FALSE | - | FALSE | FALSE | FALSE | - | FALSE | - | FALSE | FALSE | FALSE | - |  | FALSE | -
| - |  | - |  | - |  | - |  | - |  | - |  | - | FALSE | FALSE | - | FALSE | FALSE | FALSE | - | FALSE | - | FALSE | FALSE | FALSE | - |  | FALSE | -
| - |  | - |  | - |  | - |  | - |  | - |  | - | FALSE | FALSE | - | FALSE | FALSE | FALSE | - | FALSE | - | FALSE | FALSE | FALSE | - |  | FALSE | -
| - |  | - |  | - |  | - |  | - |  | - |  | - | FALSE | FALSE | - | FALSE | FALSE | FALSE | - | FALSE | - | FALSE | FALSE | FALSE | - |  | FALSE | -
| - |  | - |  | - |  | - |  | - |  | - |  | - | FALSE | FALSE | - | FALSE | FALSE | FALSE | - | FALSE | - | FALSE | FALSE | FALSE | - |  | FALSE | -
| - |  | - |  | - |  | - |  | - |  | - |  | - | FALSE | FALSE | - | FALSE | FALSE | FALSE | - | FALSE | - | FALSE | FALSE | FALSE | - |  | FALSE | -
| - |  | - |  | - |  | - |  | - |  | - |  | - | FALSE | FALSE | - | FALSE | FALSE | FALSE | - | FALSE | - | FALSE | FALSE | FALSE | - |  | FALSE | -
| - |  | - |  | - |  | - |  | - |  | - |  | - | FALSE | FALSE | - | FALSE | FALSE | FALSE | - | FALSE | - | FALSE | FALSE | FALSE | - |  | FALSE | -
| - |  | - |  | - |  | - |  | - |  | - |  | - | FALSE | FALSE | - | FALSE | FALSE | FALSE | - | FALSE | - | FALSE | FALSE | FALSE | - |  | FALSE | -
| - |  | - |  | - |  | - |  | - |  | - |  | - | FALSE | FALSE | - | FALSE | FALSE | FALSE | - | FALSE | - | FALSE | FALSE | FALSE | - |  | FALSE | -
| - |  | - |  | - |  | - |  | - |  | - |  | - | FALSE | FALSE | - | FALSE | FALSE | FALSE | - | FALSE | - | FALSE | FALSE | FALSE | - |  | FALSE | -
| - |  | - |  | - |  | - |  | - |  | - |  | - | FALSE | FALSE | - | FALSE | FALSE | FALSE | - | FALSE | - | FALSE | FALSE | FALSE | - |  | FALSE | -
| - |  | - |  | - |  | - |  | - |  | - |  | - | FALSE | FALSE | - | FALSE | FALSE | FALSE | - | FALSE | - | FALSE | FALSE | FALSE | - |  | FALSE | -
| - |  | - |  | - |  | - |  | - |  | - |  | - | FALSE | FALSE | - | FALSE | FALSE | FALSE | - | FALSE | - | FALSE | FALSE | FALSE | - |  | FALSE | -
| - |  | - |  | - |  | - |  | - |  | - |  | - | FALSE | FALSE | - | FALSE | FALSE | FALSE | - | FALSE | - | FALSE | FALSE | FALSE | - |  | FALSE | -
| - |  | - |  | - |  | - |  | - |  | - |  | - | FALSE | FALSE | - | FALSE | FALSE | FALSE | - | FALSE | - | FALSE | FALSE | FALSE | - |  | FALSE | -
| - |  | - |  | - |  | - |  | - |  | - |  | - | FALSE | FALSE | - | FALSE | FALSE | FALSE | - | FALSE | - | FALSE | FALSE | FALSE | - |  | FALSE | -
| - |  | - |  | - |  | - |  | - |  | - |  | - | FALSE | FALSE | - | FALSE | FALSE | FALSE | - | FALSE | - | FALSE | FALSE | FALSE | - |  | FALSE | -
| - |  | - |  | - |  | - |  | - |  | - |  | - | FALSE | FALSE | - | FALSE | FALSE | FALSE | - | FALSE | - | FALSE | FALSE | FALSE | - |  | FALSE | -
| - |  | - |  | - |  | - |  | - |  | - |  | - | FALSE | FALSE | - | FALSE | FALSE | FALSE | - | FALSE | - | FALSE | FALSE | FALSE | - |  | FALSE | -
| - |  | - |  | - |  | - |  | - |  | - |  | - | FALSE | FALSE | - | FALSE | FALSE | FALSE | - | FALSE | - | FALSE | FALSE | FALSE | - |  | FALSE | -
| - |  | - |  | - |  | - |  | - |  | - |  | - | FALSE | FALSE | - | FALSE | FALSE | FALSE | - | FALSE | - | FALSE | FALSE | FALSE | - |  | FALSE | -
| - |  | - |  | - |  | - |  | - |  | - |  | - | FALSE | FALSE | - | FALSE | FALSE | FALSE | - | FALSE | - | FALSE | FALSE | FALSE | - |  | FALSE | -
| - |  | - |  | - |  | - |  | - |  | - |  | - | FALSE | FALSE | - | FALSE | FALSE | FALSE | - | FALSE | - | FALSE | FALSE | FALSE | - |  | FALSE | -
| - |  | - |  | - |  | - |  | - |  | - |  | - | FALSE | FALSE | - | FALSE | FALSE | FALSE | - | FALSE | - | FALSE | FALSE | FALSE | - |  | FALSE | -
| - |  | - |  | - |  | - |  | - |  | - |  | - | FALSE | FALSE | - | FALSE | FALSE | FALSE | - | FALSE | - | FALSE | FALSE | FALSE | - |  | FALSE | -
| - |  | - |  | - |  | - |  | - |  | - |  | - | FALSE | FALSE | - | FALSE | FALSE | FALSE | - | FALSE | - | FALSE | FALSE | FALSE | - |  | FALSE | -
| - |  | - |  | - |  | - |  | - |  | - |  | - | FALSE | FALSE | - | FALSE | FALSE | FALSE | - | FALSE | - | FALSE | FALSE | FALSE | - |  | FALSE | -
| - |  | - |  | - |  | - |  | - |  | - |  | - | FALSE | FALSE | - | FALSE | FALSE | FALSE | - | FALSE | - | FALSE | FALSE | FALSE | - |  | FALSE | -
| - |  | - |  | - |  | - |  | - |  | - |  | - | FALSE | FALSE | - | FALSE | FALSE | FALSE | - | FALSE | - | FALSE | FALSE | FALSE | - |  | FALSE | -
| - |  | - |  | - |  | - |  | - |  | - |  | - | FALSE | FALSE | - | FALSE | FALSE | FALSE | - | FALSE | - | FALSE | FALSE | FALSE | - |  | FALSE | -
| - |  | - |  | - |  | - |  | - |  | - |  | - | FALSE | FALSE | - | FALSE | FALSE | FALSE | - | FALSE | - | FALSE | FALSE | FALSE | - |  | FALSE | -
| - |  | - |  | - |  | - |  | - |  | - |  | - | FALSE | FALSE | - | FALSE | FALSE | FALSE | - | FALSE | - | FALSE | FALSE | FALSE | - |  | FALSE | -
| - |  | - |  | - |  | - |  | - |  | - |  | - | FALSE | FALSE | - | FALSE | FALSE | FALSE | - | FALSE | - | FALSE | FALSE | FALSE | - |  | FALSE | -
| - |  | - |  | - |  | - |  | - |  | - |  | - | FALSE | FALSE | - | FALSE | FALSE | FALSE | - | FALSE | - | FALSE | FALSE | FALSE | - |  | FALSE | -
| - |  | - |  | - |  | - |  | - |  | - |  | - | FALSE | FALSE | - | FALSE | FALSE | FALSE | - | FALSE | - | FALSE | FALSE | FALSE | - |  | FALSE | -
| - |  | - |  | - |  | - |  | - |  | - |  | - | FALSE | FALSE | - | FALSE | FALSE | FALSE | - | FALSE | - | FALSE | FALSE | FALSE | - |  | FALSE | -
| - |  | - |  | - |  | - |  | - |  | - |  | - | FALSE | FALSE | - | FALSE | FALSE | FALSE | - | FALSE | - | FALSE | FALSE | FALSE | - |  | FALSE | -
| - |  | - |  | - |  | - |  | - |  | - |  | - | FALSE | FALSE | - | FALSE | FALSE | FALSE | - | FALSE | - | FALSE | FALSE | FALSE | - |  | FALSE | -
| - |  | - |  | - |  | - |  | - |  | - |  | - | FALSE | FALSE | - | FALSE | FALSE | FALSE | - | FALSE | - | FALSE | FALSE | FALSE | - |  | FALSE | -
| - |  | - |  | - |  | - |  | - |  | - |  | - | FALSE | FALSE | - | FALSE | FALSE | FALSE | - | FALSE | - | FALSE | FALSE | FALSE | - |  | FALSE | -
| - |  | - |  | - |  | - |  | - |  | - |  | - | FALSE | FALSE | - | FALSE | FALSE | FALSE | - | FALSE | - | FALSE | FALSE | FALSE | - |  | FALSE | -
| - |  | - |  | - |  | - |  | - |  | - |  | - | FALSE | FALSE | - | FALSE | FALSE | FALSE | - | FALSE | - | FALSE | FALSE | FALSE | - |  | FALSE | -
| - |  | - |  | - |  | - |  | - |  | - |  | - | FALSE | FALSE | - | FALSE | FALSE | FALSE | - | FALSE | - | FALSE | FALSE | FALSE | - |  | FALSE | -
| - |  | - |  | - |  | - |  | - |  | - |  | - | FALSE | FALSE | - | FALSE | FALSE | FALSE | - | FALSE | - | FALSE | FALSE | FALSE | - |  | FALSE | -
| - |  | - |  | - |  | - |  | - |  | - |  | - | FALSE | FALSE | - | FALSE | FALSE | FALSE | - | FALSE | - | FALSE | FALSE | FALSE | - |  | FALSE | -
| - |  | - |  | - |  | - |  | - |  | - |  | - | FALSE | FALSE | - | FALSE | FALSE | FALSE | - | FALSE | - | FALSE | FALSE | FALSE | - |  | FALSE | -
| - |  | - |  | - |  | - |  | - |  | - |  | - | FALSE | FALSE | - | FALSE | FALSE | FALSE | - | FALSE | - | FALSE | FALSE | FALSE | - |  | FALSE | -
| - |  | - |  | - |  | - |  | - |  | - |  | - | FALSE | FALSE | - | FALSE | FALSE | FALSE | - | FALSE | - | FALSE | FALSE | FALSE | - |  | FALSE | -
| - |  | - |  | - |  | - |  | - |  | - |  | - | FALSE | FALSE | - | FALSE | FALSE | FALSE | - | FALSE | - | FALSE | FALSE | FALSE | - |  | FALSE | -
| - |  | - |  | - |  | - |  | - |  | - |  | - | FALSE | FALSE | - | FALSE | FALSE | FALSE | - | FALSE | - | FALSE | FALSE | FALSE | - |  | FALSE | -
| - |  | - |  | - |  | - |  | - |  | - |  | - | FALSE | FALSE | - | FALSE | FALSE | FALSE | - | FALSE | - | FALSE | FALSE | FALSE | - |  | FALSE | -
| - |  | - |  | - |  | - |  | - |  | - |  | - | FALSE | FALSE | - | FALSE | FALSE | FALSE | - | FALSE | - | FALSE | FALSE | FALSE | - |  | FALSE | -
| - |  | - |  | - |  | - |  | - |  | - |  | - | FALSE | FALSE | - | FALSE | FALSE | FALSE | - | FALSE | - | FALSE | FALSE | FALSE | - |  | FALSE | -
| - |  | - |  | - |  | - |  | - |  | - |  | - | FALSE | FALSE | - | FALSE | FALSE | FALSE | - | FALSE | - | FALSE | FALSE | FALSE | - |  | FALSE | -
| - |  | - |  | - |  | - |  | - |  | - |  | - | FALSE | FALSE | - | FALSE | FALSE | FALSE | - | FALSE | - | FALSE | FALSE | FALSE | - |  | FALSE | -
| - |  | - |  | - |  | - |  | - |  | - |  | - | FALSE | FALSE | - | FALSE | FALSE | FALSE | - | FALSE | - | FALSE | FALSE | FALSE | - |  | FALSE | -
| - |  | - |  | - |  | - |  | - |  | - |  | - | FALSE | FALSE | - | FALSE | FALSE | FALSE | - | FALSE | - | FALSE | FALSE | FALSE | - |  | FALSE | -
| - |  | - |  | - |  | - |  | - |  | - |  | - | FALSE | FALSE | - | FALSE | FALSE | FALSE | - | FALSE | - | FALSE | FALSE | FALSE | - |  | FALSE | -
| - |  | - |  | - |  | - |  | - |  | - |  | - | FALSE | FALSE | - | FALSE | FALSE | FALSE | - | FALSE | - | FALSE | FALSE | FALSE | - |  | FALSE | -
| - |  | - |  | - |  | - |  | - |  | - |  | - | FALSE | FALSE | - | FALSE | FALSE | FALSE | - | FALSE | - | FALSE | FALSE | FALSE | - |  | FALSE | -
| - |  | - |  | - |  | - |  | - |  | - |  | - | FALSE | FALSE | - | FALSE | FALSE | FALSE | - | FALSE | - | FALSE | FALSE | FALSE | - |  | FALSE | -
| - |  | - |  | - |  | - |  | - |  | - |  | - | FALSE | FALSE | - | FALSE | FALSE | FALSE | - | FALSE | - | FALSE | FALSE | FALSE | - |  | FALSE | -
| - |  | - |  | - |  | - |  | - |  | - |  | - | FALSE | FALSE | - | FALSE | FALSE | FALSE | - | FALSE | - | FALSE | FALSE | FALSE | - |  | FALSE | -
| - |  | - |  | - |  | - |  | - |  | - |  | - | FALSE | FALSE | - | FALSE | FALSE | FALSE | - | FALSE | - | FALSE | FALSE | FALSE | - |  | FALSE | -
| - |  | - |  | - |  | - |  | - |  | - |  | - | FALSE | FALSE | - | FALSE | FALSE | FALSE | - | FALSE | - | FALSE | FALSE | FALSE | - |  | FALSE | -
| - |  | - |  | - |  | - |  | - |  | - |  | - | FALSE | FALSE | - | FALSE | FALSE | FALSE | - | FALSE | - | FALSE | FALSE | FALSE | - |  | FALSE | -
| - |  | - |  | - |  | - |  | - |  | - |  | - | FALSE | FALSE | - | FALSE | FALSE | FALSE | - | FALSE | - | FALSE | FALSE | FALSE | - |  | FALSE | -
| - |  | - |  | - |  | - |  | - |  | - |  | - | FALSE | FALSE | - | FALSE | FALSE | FALSE | - | FALSE | - | FALSE | FALSE | FALSE | - |  | FALSE | -
| - |  | - |  | - |  | - |  | - |  | - |  | - | FALSE | FALSE | - | FALSE | FALSE | FALSE | - | FALSE | - | FALSE | FALSE | FALSE | - |  | FALSE | -
| - |  | - |  | - |  | - |  | - |  | - |  | - | FALSE | FALSE | - | FALSE | FALSE | FALSE | - | FALSE | - | FALSE | FALSE | FALSE | - |  | FALSE | -
| - |  | - |  | - |  | - |  | - |  | - |  | - | FALSE | FALSE | - | FALSE | FALSE | FALSE | - | FALSE | - | FALSE | FALSE | FALSE | - |  | FALSE | -
| - |  | - |  | - |  | - |  | - |  | - |  | - | FALSE | FALSE | - | FALSE | FALSE | FALSE | - | FALSE | - | FALSE | FALSE | FALSE | - |  | FALSE | -
| - |  | - |  | - |  | - |  | - |  | - |  | - | FALSE | FALSE | - | FALSE | FALSE | FALSE | - | FALSE | - | FALSE | FALSE | FALSE | - |  | FALSE | -
| - |  | - |  | - |  | - |  | - |  | - |  | - | FALSE | FALSE | - | FALSE | FALSE | FALSE | - | FALSE | - | FALSE | FALSE | FALSE | - |  | FALSE | -
| - |  | - |  | - |  | - |  | - |  | - |  | - | FALSE | FALSE | - | FALSE | FALSE | FALSE | - | FALSE | - | FALSE | FALSE | FALSE | - |  | FALSE | -
| - |  | - |  | - |  | - |  | - |  | - |  | - | FALSE | FALSE | - | FALSE | FALSE | FALSE | - | FALSE | - | FALSE | FALSE | FALSE | - |  | FALSE | -
| - |  | - |  | - |  | - |  | - |  | - |  | - | FALSE | FALSE | - | FALSE | FALSE | FALSE | - | FALSE | - | FALSE | FALSE | FALSE | - |  | FALSE | -
| - |  | - |  | - |  | - |  | - |  | - |  | - | FALSE | FALSE | - | FALSE | FALSE | FALSE | - | FALSE | - | FALSE | FALSE | FALSE | - |  | FALSE | -
| - |  | - |  | - |  | - |  | - |  | - |  | - | FALSE | FALSE | - | FALSE | FALSE | FALSE | - | FALSE | - | FALSE | FALSE | FALSE | - |  | FALSE | -
| - |  | - |  | - |  | - |  | - |  | - |  | - | FALSE | FALSE | - | FALSE | FALSE | FALSE | - | FALSE | - | FALSE | FALSE | FALSE | - |  | FALSE | -
| - |  | - |  | - |  | - |  | - |  | - |  | - | FALSE | FALSE | - | FALSE | FALSE | FALSE | - | FALSE | - | FALSE | FALSE | FALSE | - |  | FALSE | -
| - |  | - |  | - |  | - |  | - |  | - |  | - | FALSE | FALSE | - | FALSE | FALSE | FALSE | - | FALSE | - | FALSE | FALSE | FALSE | - |  | FALSE | -
| - |  | - |  | - |  | - |  | - |  | - |  | - | FALSE | FALSE | - | FALSE | FALSE | FALSE | - | FALSE | - | FALSE | FALSE | FALSE | - |  | FALSE | -
| - |  | - |  | - |  | - |  | - |  | - |  | - | FALSE | FALSE | - | FALSE | FALSE | FALSE | - | FALSE | - | FALSE | FALSE | FALSE | - |  | FALSE | -
| - |  | - |  | - |  | - |  | - |  | - |  | - | FALSE | FALSE | - | FALSE | FALSE | FALSE | - | FALSE | - | FALSE | FALSE | FALSE | - |  | FALSE | -
| - |  | - |  | - |  | - |  | - |  | - |  | - | FALSE | FALSE | - | FALSE | FALSE | FALSE | - | FALSE | - | FALSE | FALSE | FALSE | - |  | FALSE | -
| - |  | - |  | - |  | - |  | - |  | - |  | - | FALSE | FALSE | - | FALSE | FALSE | FALSE | - | FALSE | - | FALSE | FALSE | FALSE | - |  | FALSE | -
| - |  | - |  | - |  | - |  | - |  | - |  | - | FALSE | FALSE | - | FALSE | FALSE | FALSE | - | FALSE | - | FALSE | FALSE | FALSE | - |  | FALSE | -
| - |  | - |  | - |  | - |  | - |  | - |  | - | FALSE | FALSE | - | FALSE | FALSE | FALSE | - | FALSE | - | FALSE | FALSE | FALSE | - |  | FALSE | -
| - |  | - |  | - |  | - |  | - |  | - |  | - | FALSE | FALSE | - | FALSE | FALSE | FALSE | - | FALSE | - | FALSE | FALSE | FALSE | - |  | FALSE | -
| - |  | - |  | - |  | - |  | - |  | - |  | - | FALSE | FALSE | - | FALSE | FALSE | FALSE | - | FALSE | - | FALSE | FALSE | FALSE | - |  | FALSE | -
| - |  | - |  | - |  | - |  | - |  | - |  | - | FALSE | FALSE | - | FALSE | FALSE | FALSE | - | FALSE | - | FALSE | FALSE | FALSE | - |  | FALSE | -
| - |  | - |  | - |  | - |  | - |  | - |  | - | FALSE | FALSE | - | FALSE | FALSE | FALSE | - | FALSE | - | FALSE | FALSE | FALSE | - |  | FALSE | -
| - |  | - |  | - |  | - |  | - |  | - |  | - | FALSE | FALSE | - | FALSE | FALSE | FALSE | - | FALSE | - | FALSE | FALSE | FALSE | - |  | FALSE | -
| - |  | - |  | - |  | - |  | - |  | - |  | - | FALSE | FALSE | - | FALSE | FALSE | FALSE | - | FALSE | - | FALSE | FALSE | FALSE | - |  | FALSE | -
| - |  | - |  | - |  | - |  | - |  | - |  | - | FALSE | FALSE | - | FALSE | FALSE | FALSE | - | FALSE | - | FALSE | FALSE | FALSE | - |  | FALSE | -
| - |  | - |  | - |  | - |  | - |  | - |  | - | FALSE | FALSE | - | FALSE | FALSE | FALSE | - | FALSE | - | FALSE | FALSE | FALSE | - |  | FALSE | -
| - |  | - |  | - |  | - |  | - |  | - |  | - | FALSE | FALSE | - | FALSE | FALSE | FALSE | - | FALSE | - | FALSE | FALSE | FALSE | - |  | FALSE | -
| - |  | - |  | - |  | - |  | - |  | - |  | - | FALSE | FALSE | - | FALSE | FALSE | FALSE | - | FALSE | - | FALSE | FALSE | FALSE | - |  | FALSE | -
| - |  | - |  | - |  | - |  | - |  | - |  | - | FALSE | FALSE | - | FALSE | FALSE | FALSE | - | FALSE | - | FALSE | FALSE | FALSE | - |  | FALSE | -
| - |  | - |  | - |  | - |  | - |  | - |  | - | FALSE | FALSE | - | FALSE | FALSE | FALSE | - | FALSE | - | FALSE | FALSE | FALSE | - |  | FALSE | -
| - |  | - |  | - |  | - |  | - |  | - |  | - | FALSE | FALSE | - | FALSE | FALSE | FALSE | - | FALSE | - | FALSE | FALSE | FALSE | - |  | FALSE | -
| - |  | - |  | - |  | - |  | - |  | - |  | - | FALSE | FALSE | - | FALSE | FALSE | FALSE | - | FALSE | - | FALSE | FALSE | FALSE | - |  | FALSE | -
| - |  | - |  | - |  | - |  | - |  | - |  | - | FALSE | FALSE | - | FALSE | FALSE | FALSE | - | FALSE | - | FALSE | FALSE | FALSE | - |  | FALSE | -
| - |  | - |  | - |  | - |  | - |  | - |  | - | FALSE | FALSE | - | FALSE | FALSE | FALSE | - | FALSE | - | FALSE | FALSE | FALSE | - |  | FALSE | -
| - |  | - |  | - |  | - |  | - |  | - |  | - | FALSE | FALSE | - | FALSE | FALSE | FALSE | - | FALSE | - | FALSE | FALSE | FALSE | - |  | FALSE | -
| - |  | - |  | - |  | - |  | - |  | - |  | - | FALSE | FALSE | - | FALSE | FALSE | FALSE | - | FALSE | - | FALSE | FALSE | FALSE | - |  | FALSE | -
| - |  | - |  | - |  | - |  | - |  | - |  | - | FALSE | FALSE | - | FALSE | FALSE | FALSE | - | FALSE | - | FALSE | FALSE | FALSE | - |  | FALSE | -
| - |  | - |  | - |  | - |  | - |  | - |  | - | FALSE | FALSE | - | FALSE | FALSE | FALSE | - | FALSE | - | FALSE | FALSE | FALSE | - |  | FALSE | -
| - |  | - |  | - |  | - |  | - |  | - |  | - | FALSE | FALSE | - | FALSE | FALSE | FALSE | - | FALSE | - | FALSE | FALSE | FALSE | - |  | FALSE | -
| - |  | - |  | - |  | - |  | - |  | - |  | - | FALSE | FALSE | - | FALSE | FALSE | FALSE | - | FALSE | - | FALSE | FALSE | FALSE | - |  | FALSE | -
| - |  | - |  | - |  | - |  | - |  | - |  | - | FALSE | FALSE | - | FALSE | FALSE | FALSE | - | FALSE | - | FALSE | FALSE | FALSE | - |  | FALSE | -
| - |  | - |  | - |  | - |  | - |  | - |  | - | FALSE | FALSE | - | FALSE | FALSE | FALSE | - | FALSE | - | FALSE | FALSE | FALSE | - |  | FALSE | -
| - |  | - |  | - |  | - |  | - |  | - |  | - | FALSE | FALSE | - | FALSE | FALSE | FALSE | - | FALSE | - | FALSE | FALSE | FALSE | - |  | FALSE | -
| - |  | - |  | - |  | - |  | - |  | - |  | - | FALSE | FALSE | - | FALSE | FALSE | FALSE | - | FALSE | - | FALSE | FALSE | FALSE | - |  | FALSE | -
| - |  | - |  | - |  | - |  | - |  | - |  | - | FALSE | FALSE | - | FALSE | FALSE | FALSE | - | FALSE | - | FALSE | FALSE | FALSE | - |  | FALSE | -
| - |  | - |  | - |  | - |  | - |  | - |  | - | FALSE | FALSE | - | FALSE | FALSE | FALSE | - | FALSE | - | FALSE | FALSE | FALSE | - |  | FALSE | -
| - |  | - |  | - |  | - |  | - |  | - |  | - | FALSE | FALSE | - | FALSE | FALSE | FALSE | - | FALSE | - | FALSE | FALSE | FALSE | - |  | FALSE | -
| - |  | - |  | - |  | - |  | - |  | - |  | - | FALSE | FALSE | - | FALSE | FALSE | FALSE | - | FALSE | - | FALSE | FALSE | FALSE | - |  | FALSE | -
| - |  | - |  | - |  | - |  | - |  | - |  | - | FALSE | FALSE | - | FALSE | FALSE | FALSE | - | FALSE | - | FALSE | FALSE | FALSE | - |  | FALSE | -
| - |  | - |  | - |  | - |  | - |  | - |  | - | FALSE | FALSE | - | FALSE | FALSE | FALSE | - | FALSE | - | FALSE | FALSE | FALSE | - |  | FALSE | -
| - |  | - |  | - |  | - |  | - |  | - |  | - | FALSE | FALSE | - | FALSE | FALSE | FALSE | - | FALSE | - | FALSE | FALSE | FALSE | - |  | FALSE | -
| - |  | - |  | - |  | - |  | - |  | - |  | - | FALSE | FALSE | - | FALSE | FALSE | FALSE | - | FALSE | - | FALSE | FALSE | FALSE | - |  | FALSE | -
| - |  | - |  | - |  | - |  | - |  | - |  | - | FALSE | FALSE | - | FALSE | FALSE | FALSE | - | FALSE | - | FALSE | FALSE | FALSE | - |  | FALSE | -
| - |  | - |  | - |  | - |  | - |  | - |  | - | FALSE | FALSE | - | FALSE | FALSE | FALSE | - | FALSE | - | FALSE | FALSE | FALSE | - |  | FALSE | -
| - |  | - |  | - |  | - |  | - |  | - |  | - | FALSE | FALSE | - | FALSE | FALSE | FALSE | - | FALSE | - | FALSE | FALSE | FALSE | - |  | FALSE | -
| - |  | - |  | - |  | - |  | - |  | - |  | - | FALSE | FALSE | - | FALSE | FALSE | FALSE | - | FALSE | - | FALSE | FALSE | FALSE | - |  | FALSE | -
| - |  | - |  | - |  | - |  | - |  | - |  | - | FALSE | FALSE | - | FALSE | FALSE | FALSE | - | FALSE | - | FALSE | FALSE | FALSE | - |  | FALSE | -
| - |  | - |  | - |  | - |  | - |  | - |  | - | FALSE | FALSE | - | FALSE | FALSE | FALSE | - | FALSE | - | FALSE | FALSE | FALSE | - |  | FALSE | -
| - |  | - |  | - |  | - |  | - |  | - |  | - | FALSE | FALSE | - | FALSE | FALSE | FALSE | - | FALSE | - | FALSE | FALSE | FALSE | - |  | FALSE | -
| - |  | - |  | - |  | - |  | - |  | - |  | - | FALSE | FALSE | - | FALSE | FALSE | FALSE | - | FALSE | - | FALSE | FALSE | FALSE | - |  | FALSE | -
| - |  | - |  | - |  | - |  | - |  | - |  | - | FALSE | FALSE | - | FALSE | FALSE | FALSE | - | FALSE | - | FALSE | FALSE | FALSE | - |  | FALSE | -
| - |  | - |  | - |  | - |  | - |  | - |  | - | FALSE | FALSE | - | FALSE | FALSE | FALSE | - | FALSE | - | FALSE | FALSE | FALSE | - |  | FALSE | -
| - |  | - |  | - |  | - |  | - |  | - |  | - | FALSE | FALSE | - | FALSE | FALSE | FALSE | - | FALSE | - | FALSE | FALSE | FALSE | - |  | FALSE | -
| - |  | - |  | - |  | - |  | - |  | - |  | - | FALSE | FALSE | - | FALSE | FALSE | FALSE | - | FALSE | - | FALSE | FALSE | FALSE | - |  | FALSE | -
| - |  | - |  | - |  | - |  | - |  | - |  | - | FALSE | FALSE | - | FALSE | FALSE | FALSE | - | FALSE | - | FALSE | FALSE | FALSE | - |  | FALSE | -
| - |  | - |  | - |  | - |  | - |  | - |  | - | FALSE | FALSE | - | FALSE | FALSE | FALSE | - | FALSE | - | FALSE | FALSE | FALSE | - |  | FALSE | -
| - |  | - |  | - |  | - |  | - |  | - |  | - | FALSE | FALSE | - | FALSE | FALSE | FALSE | - | FALSE | - | FALSE | FALSE | FALSE | - |  | FALSE | -
| - |  | - |  | - |  | - |  | - |  | - |  | - | FALSE | FALSE | - | FALSE | FALSE | FALSE | - | FALSE | - | FALSE | FALSE | FALSE | - |  | FALSE | -
| - |  | - |  | - |  | - |  | - |  | - |  | - | FALSE | FALSE | - | FALSE | FALSE | FALSE | - | FALSE | - | FALSE | FALSE | FALSE | - |  | FALSE | -
| - |  | - |  | - |  | - |  | - |  | - |  | - | FALSE | FALSE | - | FALSE | FALSE | FALSE | - | FALSE | - | FALSE | FALSE | FALSE | - |  | FALSE | -
| - |  | - |  | - |  | - |  | - |  | - |  | - | FALSE | FALSE | - | FALSE | FALSE | FALSE | - | FALSE | - | FALSE | FALSE | FALSE | - |  | FALSE | -
| - |  | - |  | - |  | - |  | - |  | - |  | - | FALSE | FALSE | - | FALSE | FALSE | FALSE | - | FALSE | - | FALSE | FALSE | FALSE | - |  | FALSE | -
| - |  | - |  | - |  | - |  | - |  | - |  | - | FALSE | FALSE | - | FALSE | FALSE | FALSE | - | FALSE | - | FALSE | FALSE | FALSE | - |  | FALSE | -
| - |  | - |  | - |  | - |  | - |  | - |  | - | FALSE | FALSE | - | FALSE | FALSE | FALSE | - | FALSE | - | FALSE | FALSE | FALSE | - |  | FALSE | -
| - |  | - |  | - |  | - |  | - |  | - |  | - | FALSE | FALSE | - | FALSE | FALSE | FALSE | - | FALSE | - | FALSE | FALSE | FALSE | - |  | FALSE | -
| - |  | - |  | - |  | - |  | - |  | - |  | - | FALSE | FALSE | - | FALSE | FALSE | FALSE | - | FALSE | - | FALSE | FALSE | FALSE | - |  | FALSE | -
| - |  | - |  | - |  | - |  | - |  | - |  | - | FALSE | FALSE | - | FALSE | FALSE | FALSE | - | FALSE | - | FALSE | FALSE | FALSE | - |  | FALSE | -
| - |  | - |  | - |  | - |  | - |  | - |  | - | FALSE | FALSE | - | FALSE | FALSE | FALSE | - | FALSE | - | FALSE | FALSE | FALSE | - |  | FALSE | -
| - |  | - |  | - |  | - |  | - |  | - |  | - | FALSE | FALSE | - | FALSE | FALSE | FALSE | - | FALSE | - | FALSE | FALSE | FALSE | - |  | FALSE | -
| - |  | - |  | - |  | - |  | - |  | - |  | - | FALSE | FALSE | - | FALSE | FALSE | FALSE | - | FALSE | - | FALSE | FALSE | FALSE | - |  | FALSE | -
| - |  | - |  | - |  | - |  | - |  | - |  | - | FALSE | FALSE | - | FALSE | FALSE | FALSE | - | FALSE | - | FALSE | FALSE | FALSE | - |  | FALSE | -
| - |  | - |  | - |  | - |  | - |  | - |  | - | FALSE | FALSE | - | FALSE | FALSE | FALSE | - | FALSE | - | FALSE | FALSE | FALSE | - |  | FALSE | -
| - |  | - |  | - |  | - |  | - |  | - |  | - | FALSE | FALSE | - | FALSE | FALSE | FALSE | - | FALSE | - | FALSE | FALSE | FALSE | - |  | FALSE | -
| - |  | - |  | - |  | - |  | - |  | - |  | - | FALSE | FALSE | - | FALSE | FALSE | FALSE | - | FALSE | - | FALSE | FALSE | FALSE | - |  | FALSE | -
| - |  | - |  | - |  | - |  | - |  | - |  | - | FALSE | FALSE | - | FALSE | FALSE | FALSE | - | FALSE | - | FALSE | FALSE | FALSE | - |  | FALSE | -
| - |  | - |  | - |  | - |  | - |  | - |  | - | FALSE | FALSE | - | FALSE | FALSE | FALSE | - | FALSE | - | FALSE | FALSE | FALSE | - |  | FALSE | -
| - |  | - |  | - |  | - |  | - |  | - |  | - | FALSE | FALSE | - | FALSE | FALSE | FALSE | - | FALSE | - | FALSE | FALSE | FALSE | - |  | FALSE | -
| - |  | - |  | - |  | - |  | - |  | - |  | - | FALSE | FALSE | - | FALSE | FALSE | FALSE | - | FALSE | - | FALSE | FALSE | FALSE | - |  | FALSE | -
| - |  | - |  | - |  | - |  | - |  | - |  | - | FALSE | FALSE | - | FALSE | FALSE | FALSE | - | FALSE | - | FALSE | FALSE | FALSE | - |  | FALSE | -
| - |  | - |  | - |  | - |  | - |  | - |  | - | FALSE | FALSE | - | FALSE | FALSE | FALSE | - | FALSE | - | FALSE | FALSE | FALSE | - |  | FALSE | -
| - |  | - |  | - |  | - |  | - |  | - |  | - | FALSE | FALSE | - | FALSE | FALSE | FALSE | - | FALSE | - | FALSE | FALSE | FALSE | - |  | FALSE | -
| - |  | - |  | - |  | - |  | - |  | - |  | - | FALSE | FALSE | - | FALSE | FALSE | FALSE | - | FALSE | - | FALSE | FALSE | FALSE | - |  | FALSE | -
| - |  | - |  | - |  | - |  | - |  | - |  | - | FALSE | FALSE | - | FALSE | FALSE | FALSE | - | FALSE | - | FALSE | FALSE | FALSE | - |  | FALSE | -
| - |  | - |  | - |  | - |  | - |  | - |  | - | FALSE | FALSE | - | FALSE | FALSE | FALSE | - | FALSE | - | FALSE | FALSE | FALSE | - |  | FALSE | -
| - |  | - |  | - |  | - |  | - |  | - |  | - | FALSE | FALSE | - | FALSE | FALSE | FALSE | - | FALSE | - | FALSE | FALSE | FALSE | - |  | FALSE | -
| - |  | - |  | - |  | - |  | - |  | - |  | - | FALSE | FALSE | - | FALSE | FALSE | FALSE | - | FALSE | - | FALSE | FALSE | FALSE | - |  | FALSE | -
| - |  | - |  | - |  | - |  | - |  | - |  | - | FALSE | FALSE | - | FALSE | FALSE | FALSE | - | FALSE | - | FALSE | FALSE | FALSE | - |  | FALSE | -
| - |  | - |  | - |  | - |  | - |  | - |  | - | FALSE | FALSE | - | FALSE | FALSE | FALSE | - | FALSE | - | FALSE | FALSE | FALSE | - |  | FALSE | -
| - |  | - |  | - |  | - |  | - |  | - |  | - | FALSE | FALSE | - | FALSE | FALSE | FALSE | - | FALSE | - | FALSE | FALSE | FALSE | - |  | FALSE | -
| - |  | - |  | - |  | - |  | - |  | - |  | - | FALSE | FALSE | - | FALSE | FALSE | FALSE | - | FALSE | - | FALSE | FALSE | FALSE | - |  | FALSE | -
| - |  | - |  | - |  | - |  | - |  | - |  | - | FALSE | FALSE | - | FALSE | FALSE | FALSE | - | FALSE | - | FALSE | FALSE | FALSE | - |  | FALSE | -
| - |  | - |  | - |  | - |  | - |  | - |  | - | FALSE | FALSE | - | FALSE | FALSE | FALSE | - | FALSE | - | FALSE | FALSE | FALSE | - |  | FALSE | -
| - |  | - |  | - |  | - |  | - |  | - |  | - | FALSE | FALSE | - | FALSE | FALSE | FALSE | - | FALSE | - | FALSE | FALSE | FALSE | - |  | FALSE | -
| - |  | - |  | - |  | - |  | - |  | - |  | - | FALSE | FALSE | - | FALSE | FALSE | FALSE | - | FALSE | - | FALSE | FALSE | FALSE | - |  | FALSE | -
| - |  | - |  | - |  | - |  | - |  | - |  | - | FALSE | FALSE | - | FALSE | FALSE | FALSE | - | FALSE | - | FALSE | FALSE | FALSE | - |  | FALSE | -
| - |  | - |  | - |  | - |  | - |  | - |  | - | FALSE | FALSE | - | FALSE | FALSE | FALSE | - | FALSE | - | FALSE | FALSE | FALSE | - |  | FALSE | -
| - |  | - |  | - |  | - |  | - |  | - |  | - | FALSE | FALSE | - | FALSE | FALSE | FALSE | - | FALSE | - | FALSE | FALSE | FALSE | - |  | FALSE | -
| - |  | - |  | - |  | - |  | - |  | - |  | - | FALSE | FALSE | - | FALSE | FALSE | FALSE | - | FALSE | - | FALSE | FALSE | FALSE | - |  | FALSE | -
| - |  | - |  | - |  | - |  | - |  | - |  | - | FALSE | FALSE | - | FALSE | FALSE | FALSE | - | FALSE | - | FALSE | FALSE | FALSE | - |  | FALSE | -
| - |  | - |  | - |  | - |  | - |  | - |  | - | FALSE | FALSE | - | FALSE | FALSE | FALSE | - | FALSE | - | FALSE | FALSE | FALSE | - |  | FALSE | -
| - |  | - |  | - |  | - |  | - |  | - |  | - | FALSE | FALSE | - | FALSE | FALSE | FALSE | - | FALSE | - | FALSE | FALSE | FALSE | - |  | FALSE | -
| - |  | - |  | - |  | - |  | - |  | - |  | - | FALSE | FALSE | - | FALSE | FALSE | FALSE | - | FALSE | - | FALSE | FALSE | FALSE | - |  | FALSE | -
| - |  | - |  | - |  | - |  | - |  | - |  | - | FALSE | FALSE | - | FALSE | FALSE | FALSE | - | FALSE | - | FALSE | FALSE | FALSE | - |  | FALSE | -
| - |  | - |  | - |  | - |  | - |  | - |  | - | FALSE | FALSE | - | FALSE | FALSE | FALSE | - | FALSE | - | FALSE | FALSE | FALSE | - |  | FALSE | -
| - |  | - |  | - |  | - |  | - |  | - |  | - | FALSE | FALSE | - | FALSE | FALSE | FALSE | - | FALSE | - | FALSE | FALSE | FALSE | - |  | FALSE | -
| - |  | - |  | - |  | - |  | - |  | - |  | - | FALSE | FALSE | - | FALSE | FALSE | FALSE | - | FALSE | - | FALSE | FALSE | FALSE | - |  | FALSE | -
| - |  | - |  | - |  | - |  | - |  | - |  | - | FALSE | FALSE | - | FALSE | FALSE | FALSE | - | FALSE | - | FALSE | FALSE | FALSE | - |  | FALSE | -
| - |  | - |  | - |  | - |  | - |  | - |  | - | FALSE | FALSE | - | FALSE | FALSE | FALSE | - | FALSE | - | FALSE | FALSE | FALSE | - |  | FALSE | -
| - |  | - |  | - |  | - |  | - |  | - |  | - | FALSE | FALSE | - | FALSE | FALSE | FALSE | - | FALSE | - | FALSE | FALSE | FALSE | - |  | FALSE | -
| - |  | - |  | - |  | - |  | - |  | - |  | - | FALSE | FALSE | - | FALSE | FALSE | FALSE | - | FALSE | - | FALSE | FALSE | FALSE | - |  | FALSE | -
| - |  | - |  | - |  | - |  | - |  | - |  | - | FALSE | FALSE | - | FALSE | FALSE | FALSE | - | FALSE | - | FALSE | FALSE | FALSE | - |  | FALSE | -
| - |  | - |  | - |  | - |  | - |  | - |  | - | FALSE | FALSE | - | FALSE | FALSE | FALSE | - | FALSE | - | FALSE | FALSE | FALSE | - |  | FALSE | -
| - |  | - |  | - |  | - |  | - |  | - |  | - | FALSE | FALSE | - | FALSE | FALSE | FALSE | - | FALSE | - | FALSE | FALSE | FALSE | - |  | FALSE | -
| - |  | - |  | - |  | - |  | - |  | - |  | - | FALSE | FALSE | - | FALSE | FALSE | FALSE | - | FALSE | - | FALSE | FALSE | FALSE | - |  | FALSE | -
| - |  | - |  | - |  | - |  | - |  | - |  | - | FALSE | FALSE | - | FALSE | FALSE | FALSE | - | FALSE | - | FALSE | FALSE | FALSE | - |  | FALSE | -
| - |  | - |  | - |  | - |  | - |  | - |  | - | FALSE | FALSE | - | FALSE | FALSE | FALSE | - | FALSE | - | FALSE | FALSE | FALSE | - |  | FALSE | -
| - |  | - |  | - |  | - |  | - |  | - |  | - | FALSE | FALSE | - | FALSE | FALSE | FALSE | - | FALSE | - | FALSE | FALSE | FALSE | - |  | FALSE | -
| - |  | - |  | - |  | - |  | - |  | - |  | - | FALSE | FALSE | - | FALSE | FALSE | FALSE | - | FALSE | - | FALSE | FALSE | FALSE | - |  | FALSE | -
| - |  | - |  | - |  | - |  | - |  | - |  | - | FALSE | FALSE | - | FALSE | FALSE | FALSE | - | FALSE | - | FALSE | FALSE | FALSE | - |  | FALSE | -
| - |  | - |  | - |  | - |  | - |  | - |  | - | FALSE | FALSE | - | FALSE | FALSE | FALSE | - | FALSE | - | FALSE | FALSE | FALSE | - |  | FALSE | -
| - |  | - |  | - |  | - |  | - |  | - |  | - | FALSE | FALSE | - | FALSE | FALSE | FALSE | - | FALSE | - | FALSE | FALSE | FALSE | - |  | FALSE | -
| - |  | - |  | - |  | - |  | - |  | - |  | - | FALSE | FALSE | - | FALSE | FALSE | FALSE | - | FALSE | - | FALSE | FALSE | FALSE | - |  | FALSE | -
| - |  | - |  | - |  | - |  | - |  | - |  | - | FALSE | FALSE | - | FALSE | FALSE | FALSE | - | FALSE | - | FALSE | FALSE | FALSE | - |  | FALSE | -
| - |  | - |  | - |  | - |  | - |  | - |  | - | FALSE | FALSE | - | FALSE | FALSE | FALSE | - | FALSE | - | FALSE | FALSE | FALSE | - |  | FALSE | -
| - |  | - |  | - |  | - |  | - |  | - |  | - | FALSE | FALSE | - | FALSE | FALSE | FALSE | - | FALSE | - | FALSE | FALSE | FALSE | - |  | FALSE | -
| - |  | - |  | - |  | - |  | - |  | - |  | - | FALSE | FALSE | - | FALSE | FALSE | FALSE | - | FALSE | - | FALSE | FALSE | FALSE | - |  | FALSE | -
| - |  | - |  | - |  | - |  | - |  | - |  | - | FALSE | FALSE | - | FALSE | FALSE | FALSE | - | FALSE | - | FALSE | FALSE | FALSE | - |  | FALSE | -
| - |  | - |  | - |  | - |  | - |  | - |  | - | FALSE | FALSE | - | FALSE | FALSE | FALSE | - | FALSE | - | FALSE | FALSE | FALSE | - |  | FALSE | -
| - |  | - |  | - |  | - |  | - |  | - |  | - | FALSE | FALSE | - | FALSE | FALSE | FALSE | - | FALSE | - | FALSE | FALSE | FALSE | - |  | FALSE | -
| - |  | - |  | - |  | - |  | - |  | - |  | - | FALSE | FALSE | - | FALSE | FALSE | FALSE | - | FALSE | - | FALSE | FALSE | FALSE | - |  | FALSE | -
| - |  | - |  | - |  | - |  | - |  | - |  | - | FALSE | FALSE | - | FALSE | FALSE | FALSE | - | FALSE | - | FALSE | FALSE | FALSE | - |  | FALSE | -
| - |  | - |  | - |  | - |  | - |  | - |  | - | FALSE | FALSE | - | FALSE | FALSE | FALSE | - | FALSE | - | FALSE | FALSE | FALSE | - |  | FALSE | -
| - |  | - |  | - |  | - |  | - |  | - |  | - | FALSE | FALSE | - | FALSE | FALSE | FALSE | - | FALSE | - | FALSE | FALSE | FALSE | - |  | FALSE | -
| - |  | - |  | - |  | - |  | - |  | - |  | - | FALSE | FALSE | - | FALSE | FALSE | FALSE | - | FALSE | - | FALSE | FALSE | FALSE | - |  | FALSE | -
| - |  | - |  | - |  | - |  | - |  | - |  | - | FALSE | FALSE | - | FALSE | FALSE | FALSE | - | FALSE | - | FALSE | FALSE | FALSE | - |  | FALSE | -
| - |  | - |  | - |  | - |  | - |  | - |  | - | FALSE | FALSE | - | FALSE | FALSE | FALSE | - | FALSE | - | FALSE | FALSE | FALSE | - |  | FALSE | -
| - |  | - |  | - |  | - |  | - |  | - |  | - | FALSE | FALSE | - | FALSE | FALSE | FALSE | - | FALSE | - | FALSE | FALSE | FALSE | - |  | FALSE | -
| - |  | - |  | - |  | - |  | - |  | - |  | - | FALSE | FALSE | - | FALSE | FALSE | FALSE | - | FALSE | - | FALSE | FALSE | FALSE | - |  | FALSE | -
| - |  | - |  | - |  | - |  | - |  | - |  | - | FALSE | FALSE | - | FALSE | FALSE | FALSE | - | FALSE | - | FALSE | FALSE | FALSE | - |  | FALSE | -
| - |  | - |  | - |  | - |  | - |  | - |  | - | FALSE | FALSE | - | FALSE | FALSE | FALSE | - | FALSE | - | FALSE | FALSE | FALSE | - |  | FALSE | -
| - |  | - |  | - |  | - |  | - |  | - |  | - | FALSE | FALSE | - | FALSE | FALSE | FALSE | - | FALSE | - | FALSE | FALSE | FALSE | - |  | FALSE | -
| - |  | - |  | - |  | - |  | - |  | - |  | - | FALSE | FALSE | - | FALSE | FALSE | FALSE | - | FALSE | - | FALSE | FALSE | FALSE | - |  | FALSE | -
| - |  | - |  | - |  | - |  | - |  | - |  | - | FALSE | FALSE | - | FALSE | FALSE | FALSE | - | FALSE | - | FALSE | FALSE | FALSE | - |  | FALSE | -
| - |  | - |  | - |  | - |  | - |  | - |  | - | FALSE | FALSE | - | FALSE | FALSE | FALSE | - | FALSE | - | FALSE | FALSE | FALSE | - |  | FALSE | -
| - |  | - |  | - |  | - |  | - |  | - |  | - | FALSE | FALSE | - | FALSE | FALSE | FALSE | - | FALSE | - | FALSE | FALSE | FALSE | - |  | FALSE | -
| - |  | - |  | - |  | - |  | - |  | - |  | - | FALSE | FALSE | - | FALSE | FALSE | FALSE | - | FALSE | - | FALSE | FALSE | FALSE | - |  | FALSE | -
| - |  | - |  | - |  | - |  | - |  | - |  | - | FALSE | FALSE | - | FALSE | FALSE | FALSE | - | FALSE | - | FALSE | FALSE | FALSE | - |  | FALSE | -
| - |  | - |  | - |  | - |  | - |  | - |  | - | FALSE | FALSE | - | FALSE | FALSE | FALSE | - | FALSE | - | FALSE | FALSE | FALSE | - |  | FALSE | -
| - |  | - |  | - |  | - |  | - |  | - |  | - | FALSE | FALSE | - | FALSE | FALSE | FALSE | - | FALSE | - | FALSE | FALSE | FALSE | - |  | FALSE | -
| - |  | - |  | - |  | - |  | - |  | - |  | - | FALSE | FALSE | - | FALSE | FALSE | FALSE | - | FALSE | - | FALSE | FALSE | FALSE | - |  | FALSE | -
| - |  | - |  | - |  | - |  | - |  | - |  | - | FALSE | FALSE | - | FALSE | FALSE | FALSE | - | FALSE | - | FALSE | FALSE | FALSE | - |  | FALSE | -
| - |  | - |  | - |  | - |  | - |  | - |  | - | FALSE | FALSE | - | FALSE | FALSE | FALSE | - | FALSE | - | FALSE | FALSE | FALSE | - |  | FALSE | -
| - |  | - |  | - |  | - |  | - |  | - |  | - | FALSE | FALSE | - | FALSE | FALSE | FALSE | - | FALSE | - | FALSE | FALSE | FALSE | - |  | FALSE | -
| - |  | - |  | - |  | - |  | - |  | - |  | - | FALSE | FALSE | - | FALSE | FALSE | FALSE | - | FALSE | - | FALSE | FALSE | FALSE | - |  | FALSE | -
| - |  | - |  | - |  | - |  | - |  | - |  | - | FALSE | FALSE | - | FALSE | FALSE | FALSE | - | FALSE | - | FALSE | FALSE | FALSE | - |  | FALSE | -
| - |  | - |  | - |  | - |  | - |  | - |  | - | FALSE | FALSE | - | FALSE | FALSE | FALSE | - | FALSE | - | FALSE | FALSE | FALSE | - |  | FALSE | -
| - |  | - |  | - |  | - |  | - |  | - |  | - | FALSE | FALSE | - | FALSE | FALSE | FALSE | - | FALSE | - | FALSE | FALSE | FALSE | - |  | FALSE | -
| - |  | - |  | - |  | - |  | - |  | - |  | - | FALSE | FALSE | - | FALSE | FALSE | FALSE | - | FALSE | - | FALSE | FALSE | FALSE | - |  | FALSE | -
| - |  | - |  | - |  | - |  | - |  | - |  | - | FALSE | FALSE | - | FALSE | FALSE | FALSE | - | FALSE | - | FALSE | FALSE | FALSE | - |  | FALSE | -
| - |  | - |  | - |  | - |  | - |  | - |  | - | FALSE | FALSE | - | FALSE | FALSE | FALSE | - | FALSE | - | FALSE | FALSE | FALSE | - |  | FALSE | -
| - |  | - |  | - |  | - |  | - |  | - |  | - | FALSE | FALSE | - | FALSE | FALSE | FALSE | - | FALSE | - | FALSE | FALSE | FALSE | - |  | FALSE | -
| - |  | - |  | - |  | - |  | - |  | - |  | - | FALSE | FALSE | - | FALSE | FALSE | FALSE | - | FALSE | - | FALSE | FALSE | FALSE | - |  | FALSE | -
| - |  | - |  | - |  | - |  | - |  | - |  | - | FALSE | FALSE | - | FALSE | FALSE | FALSE | - | FALSE | - | FALSE | FALSE | FALSE | - |  | FALSE | -
| - |  | - |  | - |  | - |  | - |  | - |  | - | FALSE | FALSE | - | FALSE | FALSE | FALSE | - | FALSE | - | FALSE | FALSE | FALSE | - |  | FALSE | -
| - |  | - |  | - |  | - |  | - |  | - |  | - | FALSE | FALSE | - | FALSE | FALSE | FALSE | - | FALSE | - | FALSE | FALSE | FALSE | - |  | FALSE | -
| - |  | - |  | - |  | - |  | - |  | - |  | - | FALSE | FALSE | - | FALSE | FALSE | FALSE | - | FALSE | - | FALSE | FALSE | FALSE | - |  | FALSE | -
| - |  | - |  | - |  | - |  | - |  | - |  | - | FALSE | FALSE | - | FALSE | FALSE | FALSE | - | FALSE | - | FALSE | FALSE | FALSE | - |  | FALSE | -
| - |  | - |  | - |  | - |  | - |  | - |  | - | FALSE | FALSE | - | FALSE | FALSE | FALSE | - | FALSE | - | FALSE | FALSE | FALSE | - |  | FALSE | -
| - |  | - |  | - |  | - |  | - |  | - |  | - | FALSE | FALSE | - | FALSE | FALSE | FALSE | - | FALSE | - | FALSE | FALSE | FALSE | - |  | FALSE | -
| - |  | - |  | - |  | - |  | - |  | - |  | - | FALSE | FALSE | - | FALSE | FALSE | FALSE | - | FALSE | - | FALSE | FALSE | FALSE | - |  | FALSE | -
| - |  | - |  | - |  | - |  | - |  | - |  | - | FALSE | FALSE | - | FALSE | FALSE | FALSE | - | FALSE | - | FALSE | FALSE | FALSE | - |  | FALSE | -
| - |  | - |  | - |  | - |  | - |  | - |  | - | FALSE | FALSE | - | FALSE | FALSE | FALSE | - | FALSE | - | FALSE | FALSE | FALSE | - |  | FALSE | -
| - |  | - |  | - |  | - |  | - |  | - |  | - | FALSE | FALSE | - | FALSE | FALSE | FALSE | - | FALSE | - | FALSE | FALSE | FALSE | - |  | FALSE | -
| - |  | - |  | - |  | - |  | - |  | - |  | - | FALSE | FALSE | - | FALSE | FALSE | FALSE | - | FALSE | - | FALSE | FALSE | FALSE | - |  | FALSE | -
| - |  | - |  | - |  | - |  | - |  | - |  | - | FALSE | FALSE | - | FALSE | FALSE | FALSE | - | FALSE | - | FALSE | FALSE | FALSE | - |  | FALSE | -
| - |  | - |  | - |  | - |  | - |  | - |  | - | FALSE | FALSE | - | FALSE | FALSE | FALSE | - | FALSE | - | FALSE | FALSE | FALSE | - |  | FALSE | -
| - |  | - |  | - |  | - |  | - |  | - |  | - | FALSE | FALSE | - | FALSE | FALSE | FALSE | - | FALSE | - | FALSE | FALSE | FALSE | - |  | FALSE | -
| - |  | - |  | - |  | - |  | - |  | - |  | - | FALSE | FALSE | - | FALSE | FALSE | FALSE | - | FALSE | - | FALSE | FALSE | FALSE | - |  | FALSE | -
| - |  | - |  | - |  | - |  | - |  | - |  | - | FALSE | FALSE | - | FALSE | FALSE | FALSE | - | FALSE | - | FALSE | FALSE | FALSE | - |  | FALSE | -
| - |  | - |  | - |  | - |  | - |  | - |  | - | FALSE | FALSE | - | FALSE | FALSE | FALSE | - | FALSE | - | FALSE | FALSE | FALSE | - |  | FALSE | -
| - |  | - |  | - |  | - |  | - |  | - |  | - | FALSE | FALSE | - | FALSE | FALSE | FALSE | - | FALSE | - | FALSE | FALSE | FALSE | - |  | FALSE | -
| - |  | - |  | - |  | - |  | - |  | - |  | - | FALSE | FALSE | - | FALSE | FALSE | FALSE | - | FALSE | - | FALSE | FALSE | FALSE | - |  | FALSE | -
| - |  | - |  | - |  | - |  | - |  | - |  | - | FALSE | FALSE | - | FALSE | FALSE | FALSE | - | FALSE | - | FALSE | FALSE | FALSE | - |  | FALSE | -
| - |  | - |  | - |  | - |  | - |  | - |  | - | FALSE | FALSE | - | FALSE | FALSE | FALSE | - | FALSE | - | FALSE | FALSE | FALSE | - |  | FALSE | -
| - |  | - |  | - |  | - |  | - |  | - |  | - | FALSE | FALSE | - | FALSE | FALSE | FALSE | - | FALSE | - | FALSE | FALSE | FALSE | - |  | FALSE | -
| - |  | - |  | - |  | - |  | - |  | - |  | - | FALSE | FALSE | - | FALSE | FALSE | FALSE | - | FALSE | - | FALSE | FALSE | FALSE | - |  | FALSE | -
| - |  | - |  | - |  | - |  | - |  | - |  | - | FALSE | FALSE | - | FALSE | FALSE | FALSE | - | FALSE | - | FALSE | FALSE | FALSE | - |  | FALSE | -
| - |  | - |  | - |  | - |  | - |  | - |  | - | FALSE | FALSE | - | FALSE | FALSE | FALSE | - | FALSE | - | FALSE | FALSE | FALSE | - |  | FALSE | -
| - |  | - |  | - |  | - |  | - |  | - |  | - | FALSE | FALSE | - | FALSE | FALSE | FALSE | - | FALSE | - | FALSE | FALSE | FALSE | - |  | FALSE | -
| - |  | - |  | - |  | - |  | - |  | - |  | - | FALSE | FALSE | - | FALSE | FALSE | FALSE | - | FALSE | - | FALSE | FALSE | FALSE | - |  | FALSE | -
| - |  | - |  | - |  | - |  | - |  | - |  | - | FALSE | FALSE | - | FALSE | FALSE | FALSE | - | FALSE | - | FALSE | FALSE | FALSE | - |  | FALSE | -
| - |  | - |  | - |  | - |  | - |  | - |  | - | FALSE | FALSE | - | FALSE | FALSE | FALSE | - | FALSE | - | FALSE | FALSE | FALSE | - |  | FALSE | -
| - |  | - |  | - |  | - |  | - |  | - |  | - | FALSE | FALSE | - | FALSE | FALSE | FALSE | - | FALSE | - | FALSE | FALSE | FALSE | - |  | FALSE | -
| - |  | - |  | - |  | - |  | - |  | - |  | - | FALSE | FALSE | - | FALSE | FALSE | FALSE | - | FALSE | - | FALSE | FALSE | FALSE | - |  | FALSE | -
| - |  | - |  | - |  | - |  | - |  | - |  | - | FALSE | FALSE | - | FALSE | FALSE | FALSE | - | FALSE | - | FALSE | FALSE | FALSE | - |  | FALSE | -
| - |  | - |  | - |  | - |  | - |  | - |  | - | FALSE | FALSE | - | FALSE | FALSE | FALSE | - | FALSE | - | FALSE | FALSE | FALSE | - |  | FALSE | -
| - |  | - |  | - |  | - |  | - |  | - |  | - | FALSE | FALSE | - | FALSE | FALSE | FALSE | - | FALSE | - | FALSE | FALSE | FALSE | - |  | FALSE | -
| - |  | - |  | - |  | - |  | - |  | - |  | - | FALSE | FALSE | - | FALSE | FALSE | FALSE | - | FALSE | - | FALSE | FALSE | FALSE | - |  | FALSE | -
| - |  | - |  | - |  | - |  | - |  | - |  | - | FALSE | FALSE | - | FALSE | FALSE | FALSE | - | FALSE | - | FALSE | FALSE | FALSE | - |  | FALSE | -
| - |  | - |  | - |  | - |  | - |  | - |  | - | FALSE | FALSE | - | FALSE | FALSE | FALSE | - | FALSE | - | FALSE | FALSE | FALSE | - |  | FALSE | -
| - |  | - |  | - |  | - |  | - |  | - |  | - | FALSE | FALSE | - | FALSE | FALSE | FALSE | - | FALSE | - | FALSE | FALSE | FALSE | - |  | FALSE | -
| - |  | - |  | - |  | - |  | - |  | - |  | - | FALSE | FALSE | - | FALSE | FALSE | FALSE | - | FALSE | - | FALSE | FALSE | FALSE | - |  | FALSE | -
| - |  | - |  | - |  | - |  | - |  | - |  | - | FALSE | FALSE | - | FALSE | FALSE | FALSE | - | FALSE | - | FALSE | FALSE | FALSE | - |  | FALSE | -
| - |  | - |  | - |  | - |  | - |  | - |  | - | FALSE | FALSE | - | FALSE | FALSE | FALSE | - | FALSE | - | FALSE | FALSE | FALSE | - |  | FALSE | -
| - |  | - |  | - |  | - |  | - |  | - |  | - | FALSE | FALSE | - | FALSE | FALSE | FALSE | - | FALSE | - | FALSE | FALSE | FALSE | - |  | FALSE | -
| - |  | - |  | - |  | - |  | - |  | - |  | - | FALSE | FALSE | - | FALSE | FALSE | FALSE | - | FALSE | - | FALSE | FALSE | FALSE | - |  | FALSE | -
| - |  | - |  | - |  | - |  | - |  | - |  | - | FALSE | FALSE | - | FALSE | FALSE | FALSE | - | FALSE | - | FALSE | FALSE | FALSE | - |  | FALSE | -
| - |  | - |  | - |  | - |  | - |  | - |  | - | FALSE | FALSE | - | FALSE | FALSE | FALSE | - | FALSE | - | FALSE | FALSE | FALSE | - |  | FALSE | -
| - |  | - |  | - |  | - |  | - |  | - |  | - | FALSE | FALSE | - | FALSE | FALSE | FALSE | - | FALSE | - | FALSE | FALSE | FALSE | - |  | FALSE | -
| - |  | - |  | - |  | - |  | - |  | - |  | - | FALSE | FALSE | - | FALSE | FALSE | FALSE | - | FALSE | - | FALSE | FALSE | FALSE | - |  | FALSE | -
| - |  | - |  | - |  | - |  | - |  | - |  | - | FALSE | FALSE | - | FALSE | FALSE | FALSE | - | FALSE | - | FALSE | FALSE | FALSE | - |  | FALSE | -
| - |  | - |  | - |  | - |  | - |  | - |  | - | FALSE | FALSE | - | FALSE | FALSE | FALSE | - | FALSE | - | FALSE | FALSE | FALSE | - |  | FALSE | -
| - |  | - |  | - |  | - |  | - |  | - |  | - | FALSE | FALSE | - | FALSE | FALSE | FALSE | - | FALSE | - | FALSE | FALSE | FALSE | - |  | FALSE | -
| - |  | - |  | - |  | - |  | - |  | - |  | - | FALSE | FALSE | - | FALSE | FALSE | FALSE | - | FALSE | - | FALSE | FALSE | FALSE | - |  | FALSE | -
| - |  | - |  | - |  | - |  | - |  | - |  | - | FALSE | FALSE | - | FALSE | FALSE | FALSE | - | FALSE | - | FALSE | FALSE | FALSE | - |  | FALSE | -
| - |  | - |  | - |  | - |  | - |  | - |  | - | FALSE | FALSE | - | FALSE | FALSE | FALSE | - | FALSE | - | FALSE | FALSE | FALSE | - |  | FALSE | -
| - |  | - |  | - |  | - |  | - |  | - |  | - | FALSE | FALSE | - | FALSE | FALSE | FALSE | - | FALSE | - | FALSE | FALSE | FALSE | - |  | FALSE | -
| - |  | - |  | - |  | - |  | - |  | - |  | - | FALSE | FALSE | - | FALSE | FALSE | FALSE | - | FALSE | - | FALSE | FALSE | FALSE | - |  | FALSE | -
| - |  | - |  | - |  | - |  | - |  | - |  | - | FALSE | FALSE | - | FALSE | FALSE | FALSE | - | FALSE | - | FALSE | FALSE | FALSE | - |  | FALSE | -
| - |  | - |  | - |  | - |  | - |  | - |  | - | FALSE | FALSE | - | FALSE | FALSE | FALSE | - | FALSE | - | FALSE | FALSE | FALSE | - |  | FALSE | -
| - |  | - |  | - |  | - |  | - |  | - |  | - | FALSE | FALSE | - | FALSE | FALSE | FALSE | - | FALSE | - | FALSE | FALSE | FALSE | - |  | FALSE | -
| - |  | - |  | - |  | - |  | - |  | - |  | - | FALSE | FALSE | - | FALSE | FALSE | FALSE | - | FALSE | - | FALSE | FALSE | FALSE | - |  | FALSE | -
| - |  | - |  | - |  | - |  | - |  | - |  | - | FALSE | FALSE | - | FALSE | FALSE | FALSE | - | FALSE | - | FALSE | FALSE | FALSE | - |  | FALSE | -
| - |  | - |  | - |  | - |  | - |  | - |  | - | FALSE | FALSE | - | FALSE | FALSE | FALSE | - | FALSE | - | FALSE | FALSE | FALSE | - |  | FALSE | -
| - |  | - |  | - |  | - |  | - |  | - |  | - | FALSE | FALSE | - | FALSE | FALSE | FALSE | - | FALSE | - | FALSE | FALSE | FALSE | - |  | FALSE | -
| - |  | - |  | - |  | - |  | - |  | - |  | - | FALSE | FALSE | - | FALSE | FALSE | FALSE | - | FALSE | - | FALSE | FALSE | FALSE | - |  | FALSE | -
| - |  | - |  | - |  | - |  | - |  | - |  | - | FALSE | FALSE | - | FALSE | FALSE | FALSE | - | FALSE | - | FALSE | FALSE | FALSE | - |  | FALSE | -
| - |  | - |  | - |  | - |  | - |  | - |  | - | FALSE | FALSE | - | FALSE | FALSE | FALSE | - | FALSE | - | FALSE | FALSE | FALSE | - |  | FALSE | -
| - |  | - |  | - |  | - |  | - |  | - |  | - | FALSE | FALSE | - | FALSE | FALSE | FALSE | - | FALSE | - | FALSE | FALSE | FALSE | - |  | FALSE | -
| - |  | - |  | - |  | - |  | - |  | - |  | - | FALSE | FALSE | - | FALSE | FALSE | FALSE | - | FALSE | - | FALSE | FALSE | FALSE | - |  | FALSE | -
| - |  | - |  | - |  | - |  | - |  | - |  | - | FALSE | FALSE | - | FALSE | FALSE | FALSE | - | FALSE | - | FALSE | FALSE | FALSE | - |  | FALSE | -
| - |  | - |  | - |  | - |  | - |  | - |  | - | FALSE | FALSE | - | FALSE | FALSE | FALSE | - | FALSE | - | FALSE | FALSE | FALSE | - |  | FALSE | -
| - |  | - |  | - |  | - |  | - |  | - |  | - | FALSE | FALSE | - | FALSE | FALSE | FALSE | - | FALSE | - | FALSE | FALSE | FALSE | - |  | FALSE | -
| - |  | - |  | - |  | - |  | - |  | - |  | - | FALSE | FALSE | - | FALSE | FALSE | FALSE | - | FALSE | - | FALSE | FALSE | FALSE | - |  | FALSE | -
| - |  | - |  | - |  | - |  | - |  | - |  | - | FALSE | FALSE | - | FALSE | FALSE | FALSE | - | FALSE | - | FALSE | FALSE | FALSE | - |  | FALSE | -
| - |  | - |  | - |  | - |  | - |  | - |  | - | FALSE | FALSE | - | FALSE | FALSE | FALSE | - | FALSE | - | FALSE | FALSE | FALSE | - |  | FALSE | -
| - |  | - |  | - |  | - |  | - |  | - |  | - | FALSE | FALSE | - | FALSE | FALSE | FALSE | - | FALSE | - | FALSE | FALSE | FALSE | - |  | FALSE | -
| - |  | - |  | - |  | - |  | - |  | - |  | - | FALSE | FALSE | - | FALSE | FALSE | FALSE | - | FALSE | - | FALSE | FALSE | FALSE | - |  | FALSE | -
| - |  | - |  | - |  | - |  | - |  | - |  | - | FALSE | FALSE | - | FALSE | FALSE | FALSE | - | FALSE | - | FALSE | FALSE | FALSE | - |  | FALSE | -
| - |  | - |  | - |  | - |  | - |  | - |  | - | FALSE | FALSE | - | FALSE | FALSE | FALSE | - | FALSE | - | FALSE | FALSE | FALSE | - |  | FALSE | -
| - |  | - |  | - |  | - |  | - |  | - |  | - | FALSE | FALSE | - | FALSE | FALSE | FALSE | - | FALSE | - | FALSE | FALSE | FALSE | - |  | FALSE | -
| - |  | - |  | - |  | - |  | - |  | - |  | - | FALSE | FALSE | - | FALSE | FALSE | FALSE | - | FALSE | - | FALSE | FALSE | FALSE | - |  | FALSE | -
| - |  | - |  | - |  | - |  | - |  | - |  | - | FALSE | FALSE | - | FALSE | FALSE | FALSE | - | FALSE | - | FALSE | FALSE | FALSE | - |  | FALSE | -
| - |  | - |  | - |  | - |  | - |  | - |  | - | FALSE | FALSE | - | FALSE | FALSE | FALSE | - | FALSE | - | FALSE | FALSE | FALSE | - |  | FALSE | -
| - |  | - |  | - |  | - |  | - |  | - |  | - | FALSE | FALSE | - | FALSE | FALSE | FALSE | - | FALSE | - | FALSE | FALSE | FALSE | - |  | FALSE | -
| - |  | - |  | - |  | - |  | - |  | - |  | - | FALSE | FALSE | - | FALSE | FALSE | FALSE | - | FALSE | - | FALSE | FALSE | FALSE | - |  | FALSE | -
| - |  | - |  | - |  | - |  | - |  | - |  | - | FALSE | FALSE | - | FALSE | FALSE | FALSE | - | FALSE | - | FALSE | FALSE | FALSE | - |  | FALSE | -
| - |  | - |  | - |  | - |  | - |  | - |  | - | FALSE | FALSE | - | FALSE | FALSE | FALSE | - | FALSE | - | FALSE | FALSE | FALSE | - |  | FALSE | -
| - |  | - |  | - |  | - |  | - |  | - |  | - | FALSE | FALSE | - | FALSE | FALSE | FALSE | - | FALSE | - | FALSE | FALSE | FALSE | - |  | FALSE | -
| - |  | - |  | - |  | - |  | - |  | - |  | - | FALSE | FALSE | - | FALSE | FALSE | FALSE | - | FALSE | - | FALSE | FALSE | FALSE | - |  | FALSE | -
| - |  | - |  | - |  | - |  | - |  | - |  | - | FALSE | FALSE | - | FALSE | FALSE | FALSE | - | FALSE | - | FALSE | FALSE | FALSE | - |  | FALSE | -
| - |  | - |  | - |  | - |  | - |  | - |  | - | FALSE | FALSE | - | FALSE | FALSE | FALSE | - | FALSE | - | FALSE | FALSE | FALSE | - |  | FALSE | -
| - |  | - |  | - |  | - |  | - |  | - |  | - | FALSE | FALSE | - | FALSE | FALSE | FALSE | - | FALSE | - | FALSE | FALSE | FALSE | - |  | FALSE | -
| - |  | - |  | - |  | - |  | - |  | - |  | - | FALSE | FALSE | - | FALSE | FALSE | FALSE | - | FALSE | - | FALSE | FALSE | FALSE | - |  | FALSE | -
| - |  | - |  | - |  | - |  | - |  | - |  | - | FALSE | FALSE | - | FALSE | FALSE | FALSE | - | FALSE | - | FALSE | FALSE | FALSE | - |  | FALSE | -
| - |  | - |  | - |  | - |  | - |  | - |  | - | FALSE | FALSE | - | FALSE | FALSE | FALSE | - | FALSE | - | FALSE | FALSE | FALSE | - |  | FALSE | -
| - |  | - |  | - |  | - |  | - |  | - |  | - | FALSE | FALSE | - | FALSE | FALSE | FALSE | - | FALSE | - | FALSE | FALSE | FALSE | - |  | FALSE | -
| - |  | - |  | - |  | - |  | - |  | - |  | - | FALSE | FALSE | - | FALSE | FALSE | FALSE | - | FALSE | - | FALSE | FALSE | FALSE | - |  | FALSE | -
| - |  | - |  | - |  | - |  | - |  | - |  | - | FALSE | FALSE | - | FALSE | FALSE | FALSE | - | FALSE | - | FALSE | FALSE | FALSE | - |  | FALSE | -
| - |  | - |  | - |  | - |  | - |  | - |  | - | FALSE | FALSE | - | FALSE | FALSE | FALSE | - | FALSE | - | FALSE | FALSE | FALSE | - |  | FALSE | -
| - |  | - |  | - |  | - |  | - |  | - |  | - | FALSE | FALSE | - | FALSE | FALSE | FALSE | - | FALSE | - | FALSE | FALSE | FALSE | - |  | FALSE | -
| - |  | - |  | - |  | - |  | - |  | - |  | - | FALSE | FALSE | - | FALSE | FALSE | FALSE | - | FALSE | - | FALSE | FALSE | FALSE | - |  | FALSE | -
| - |  | - |  | - |  | - |  | - |  | - |  | - | FALSE | FALSE | - | FALSE | FALSE | FALSE | - | FALSE | - | FALSE | FALSE | FALSE | - |  | FALSE | -
| - |  | - |  | - |  | - |  | - |  | - |  | - | FALSE | FALSE | - | FALSE | FALSE | FALSE | - | FALSE | - | FALSE | FALSE | FALSE | - |  | FALSE | -
| - |  | - |  | - |  | - |  | - |  | - |  | - | FALSE | FALSE | - | FALSE | FALSE | FALSE | - | FALSE | - | FALSE | FALSE | FALSE | - |  | FALSE | -
| - |  | - |  | - |  | - |  | - |  | - |  | - | FALSE | FALSE | - | FALSE | FALSE | FALSE | - | FALSE | - | FALSE | FALSE | FALSE | - |  | FALSE | -
| - |  | - |  | - |  | - |  | - |  | - |  | - | FALSE | FALSE | - | FALSE | FALSE | FALSE | - | FALSE | - | FALSE | FALSE | FALSE | - |  | FALSE | -
| - |  | - |  | - |  | - |  | - |  | - |  | - | FALSE | FALSE | - | FALSE | FALSE | FALSE | - | FALSE | - | FALSE | FALSE | FALSE | - |  | FALSE | -
| - |  | - |  | - |  | - |  | - |  | - |  | - | FALSE | FALSE | - | FALSE | FALSE | FALSE | - | FALSE | - | FALSE | FALSE | FALSE | - |  | FALSE | -
| - |  | - |  | - |  | - |  | - |  | - |  | - | FALSE | FALSE | - | FALSE | FALSE | FALSE | - | FALSE | - | FALSE | FALSE | FALSE | - |  | FALSE | -
| - |  | - |  | - |  | - |  | - |  | - |  | - | FALSE | FALSE | - | FALSE | FALSE | FALSE | - | FALSE | - | FALSE | FALSE | FALSE | - |  | FALSE | -
| - |  | - |  | - |  | - |  | - |  | - |  | - | FALSE | FALSE | - | FALSE | FALSE | FALSE | - | FALSE | - | FALSE | FALSE | FALSE | - |  | FALSE | -
| - |  | - |  | - |  | - |  | - |  | - |  | - | FALSE | FALSE | - | FALSE | FALSE | FALSE | - | FALSE | - | FALSE | FALSE | FALSE | - |  | FALSE | -
| - |  | - |  | - |  | - |  | - |  | - |  | - | FALSE | FALSE | - | FALSE | FALSE | FALSE | - | FALSE | - | FALSE | FALSE | FALSE | - |  | FALSE | -
| - |  | - |  | - |  | - |  | - |  | - |  | - | FALSE | FALSE | - | FALSE | FALSE | FALSE | - | FALSE | - | FALSE | FALSE | FALSE | - |  | FALSE | -
| - |  | - |  | - |  | - |  | - |  | - |  | - | FALSE | FALSE | - | FALSE | FALSE | FALSE | - | FALSE | - | FALSE | FALSE | FALSE | - |  | FALSE | -
| - |  | - |  | - |  | - |  | - |  | - |  | - | FALSE | FALSE | - | FALSE | FALSE | FALSE | - | FALSE | - | FALSE | FALSE | FALSE | - |  | FALSE | -
| - |  | - |  | - |  | - |  | - |  | - |  | - | FALSE | FALSE | - | FALSE | FALSE | FALSE | - | FALSE | - | FALSE | FALSE | FALSE | - |  | FALSE | -
| - |  | - |  | - |  | - |  | - |  | - |  | - | FALSE | FALSE | - | FALSE | FALSE | FALSE | - | FALSE | - | FALSE | FALSE | FALSE | - |  | FALSE | -
| - |  | - |  | - |  | - |  | - |  | - |  | - | FALSE | FALSE | - | FALSE | FALSE | FALSE | - | FALSE | - | FALSE | FALSE | FALSE | - |  | FALSE | -
| - |  | - |  | - |  | - |  | - |  | - |  | - | FALSE | FALSE | - | FALSE | FALSE | FALSE | - | FALSE | - | FALSE | FALSE | FALSE | - |  | FALSE | -
| - |  | - |  | - |  | - |  | - |  | - |  | - | FALSE | FALSE | - | FALSE | FALSE | FALSE | - | FALSE | - | FALSE | FALSE | FALSE | - |  | FALSE | -
| - |  | - |  | - |  | - |  | - |  | - |  | - | FALSE | FALSE | - | FALSE | FALSE | FALSE | - | FALSE | - | FALSE | FALSE | FALSE | - |  | FALSE | -
| - |  | - |  | - |  | - |  | - |  | - |  | - | FALSE | FALSE | - | FALSE | FALSE | FALSE | - | FALSE | - | FALSE | FALSE | FALSE | - |  | FALSE | -
| - |  | - |  | - |  | - |  | - |  | - |  | - | FALSE | FALSE | - | FALSE | FALSE | FALSE | - | FALSE | - | FALSE | FALSE | FALSE | - |  | FALSE | -
| - |  | - |  | - |  | - |  | - |  | - |  | - | FALSE | FALSE | - | FALSE | FALSE | FALSE | - | FALSE | - | FALSE | FALSE | FALSE | - |  | FALSE | -
| - |  | - |  | - |  | - |  | - |  | - |  | - | FALSE | FALSE | - | FALSE | FALSE | FALSE | - | FALSE | - | FALSE | FALSE | FALSE | - |  | FALSE | -
| - |  | - |  | - |  | - |  | - |  | - |  | - | FALSE | FALSE | - | FALSE | FALSE | FALSE | - | FALSE | - | FALSE | FALSE | FALSE | - |  | FALSE | -
| - |  | - |  | - |  | - |  | - |  | - |  | - | FALSE | FALSE | - | FALSE | FALSE | FALSE | - | FALSE | - | FALSE | FALSE | FALSE | - |  | FALSE | -
| - |  | - |  | - |  | - |  | - |  | - |  | - | FALSE | FALSE | - | FALSE | FALSE | FALSE | - | FALSE | - | FALSE | FALSE | FALSE | - |  | FALSE | -
| - |  | - |  | - |  | - |  | - |  | - |  | - | FALSE | FALSE | - | FALSE | FALSE | FALSE | - | FALSE | - | FALSE | FALSE | FALSE | - |  | FALSE | -
| - |  | - |  | - |  | - |  | - |  | - |  | - | FALSE | FALSE | - | FALSE | FALSE | FALSE | - | FALSE | - | FALSE | FALSE | FALSE | - |  | FALSE | -
| - |  | - |  | - |  | - |  | - |  | - |  | - | FALSE | FALSE | - | FALSE | FALSE | FALSE | - | FALSE | - | FALSE | FALSE | FALSE | - |  | FALSE | -
| - |  | - |  | - |  | - |  | - |  | - |  | - | FALSE | FALSE | - | FALSE | FALSE | FALSE | - | FALSE | - | FALSE | FALSE | FALSE | - |  | FALSE | -
| - |  | - |  | - |  | - |  | - |  | - |  | - | FALSE | FALSE | - | FALSE | FALSE | FALSE | - | FALSE | - | FALSE | FALSE | FALSE | - |  | FALSE | -
| - |  | - |  | - |  | - |  | - |  | - |  | - | FALSE | FALSE | - | FALSE | FALSE | FALSE | - | FALSE | - | FALSE | FALSE | FALSE | - |  | FALSE | -
| - |  | - |  | - |  | - |  | - |  | - |  | - | FALSE | FALSE | - | FALSE | FALSE | FALSE | - | FALSE | - | FALSE | FALSE | FALSE | - |  | FALSE | -
| - |  | - |  | - |  | - |  | - |  | - |  | - | FALSE | FALSE | - | FALSE | FALSE | FALSE | - | FALSE | - | FALSE | FALSE | FALSE | - |  | FALSE | -
| - |  | - |  | - |  | - |  | - |  | - |  | - | FALSE | FALSE | - | FALSE | FALSE | FALSE | - | FALSE | - | FALSE | FALSE | FALSE | - |  | FALSE | -
| - |  | - |  | - |  | - |  | - |  | - |  | - | FALSE | FALSE | - | FALSE | FALSE | FALSE | - | FALSE | - | FALSE | FALSE | FALSE | - |  | FALSE | -
| - |  | - |  | - |  | - |  | - |  | - |  | - | FALSE | FALSE | - | FALSE | FALSE | FALSE | - | FALSE | - | FALSE | FALSE | FALSE | - |  | FALSE | -
| - |  | - |  | - |  | - |  | - |  | - |  | - | FALSE | FALSE | - | FALSE | FALSE | FALSE | - | FALSE | - | FALSE | FALSE | FALSE | - |  | FALSE | -
| - |  | - |  | - |  | - |  | - |  | - |  | - | FALSE | FALSE | - | FALSE | FALSE | FALSE | - | FALSE | - | FALSE | FALSE | FALSE | - |  | FALSE | -
| - |  | - |  | - |  | - |  | - |  | - |  | - | FALSE | FALSE | - | FALSE | FALSE | FALSE | - | FALSE | - | FALSE | FALSE | FALSE | - |  | FALSE | -
| - |  | - |  | - |  | - |  | - |  | - |  | - | FALSE | FALSE | - | FALSE | FALSE | FALSE | - | FALSE | - | FALSE | FALSE | FALSE | - |  | FALSE | -
| - |  | - |  | - |  | - |  | - |  | - |  | - | FALSE | FALSE | - | FALSE | FALSE | FALSE | - | FALSE | - | FALSE | FALSE | FALSE | - |  | FALSE | -
| - |  | - |  | - |  | - |  | - |  | - |  | - | FALSE | FALSE | - | FALSE | FALSE | FALSE | - | FALSE | - | FALSE | FALSE | FALSE | - |  | FALSE | -
| - |  | - |  | - |  | - |  | - |  | - |  | - | FALSE | FALSE | - | FALSE | FALSE | FALSE | - | FALSE | - | FALSE | FALSE | FALSE | - |  | FALSE | -
| - |  | - |  | - |  | - |  | - |  | - |  | - | FALSE | FALSE | - | FALSE | FALSE | FALSE | - | FALSE | - | FALSE | FALSE | FALSE | - |  | FALSE | -
| - |  | - |  | - |  | - |  | - |  | - |  | - | FALSE | FALSE | - | FALSE | FALSE | FALSE | - | FALSE | - | FALSE | FALSE | FALSE | - |  | FALSE | -
| - |  | - |  | - |  | - |  | - |  | - |  | - | FALSE | FALSE | - | FALSE | FALSE | FALSE | - | FALSE | - | FALSE | FALSE | FALSE | - |  | FALSE | -
| - |  | - |  | - |  | - |  | - |  | - |  | - | FALSE | FALSE | - | FALSE | FALSE | FALSE | - | FALSE | - | FALSE | FALSE | FALSE | - |  | FALSE | -
| - |  | - |  | - |  | - |  | - |  | - |  | - | FALSE | FALSE | - | FALSE | FALSE | FALSE | - | FALSE | - | FALSE | FALSE | FALSE | - |  | FALSE | -
| - |  | - |  | - |  | - |  | - |  | - |  | - | FALSE | FALSE | - | FALSE | FALSE | FALSE | - | FALSE | - | FALSE | FALSE | FALSE | - |  | FALSE | -
| - |  | - |  | - |  | - |  | - |  | - |  | - | FALSE | FALSE | - | FALSE | FALSE | FALSE | - | FALSE | - | FALSE | FALSE | FALSE | - |  | FALSE | -
| - |  | - |  | - |  | - |  | - |  | - |  | - | FALSE | FALSE | - | FALSE | FALSE | FALSE | - | FALSE | - | FALSE | FALSE | FALSE | - |  | FALSE | -
| - |  | - |  | - |  | - |  | - |  | - |  | - | FALSE | FALSE | - | FALSE | FALSE | FALSE | - | FALSE | - | FALSE | FALSE | FALSE | - |  | FALSE | -
| - |  | - |  | - |  | - |  | - |  | - |  | - | FALSE | FALSE | - | FALSE | FALSE | FALSE | - | FALSE | - | FALSE | FALSE | FALSE | - |  | FALSE | -
| - |  | - |  | - |  | - |  | - |  | - |  | - | FALSE | FALSE | - | FALSE | FALSE | FALSE | - | FALSE | - | FALSE | FALSE | FALSE | - |  | FALSE | -
| - |  | - |  | - |  | - |  | - |  | - |  | - | FALSE | FALSE | - | FALSE | FALSE | FALSE | - | FALSE | - | FALSE | FALSE | FALSE | - |  | FALSE | -
| - |  | - |  | - |  | - |  | - |  | - |  | - | FALSE | FALSE | - | FALSE | FALSE | FALSE | - | FALSE | - | FALSE | FALSE | FALSE | - |  | FALSE | -
| - |  | - |  | - |  | - |  | - |  | - |  | - | FALSE | FALSE | - | FALSE | FALSE | FALSE | - | FALSE | - | FALSE | FALSE | FALSE | - |  | FALSE | -
| - |  | - |  | - |  | - |  | - |  | - |  | - | FALSE | FALSE | - | FALSE | FALSE | FALSE | - | FALSE | - | FALSE | FALSE | FALSE | - |  | FALSE | -
| - |  | - |  | - |  | - |  | - |  | - |  | - | FALSE | FALSE | - | FALSE | FALSE | FALSE | - | FALSE | - | FALSE | FALSE | FALSE | - |  | FALSE | -
| - |  | - |  | - |  | - |  | - |  | - |  | - | FALSE | FALSE | - | FALSE | FALSE | FALSE | - | FALSE | - | FALSE | FALSE | FALSE | - |  | FALSE | -
| - |  | - |  | - |  | - |  | - |  | - |  | - | FALSE | FALSE | - | FALSE | FALSE | FALSE | - | FALSE | - | FALSE | FALSE | FALSE | - |  | FALSE | -
| - |  | - |  | - |  | - |  | - |  | - |  | - | FALSE | FALSE | - | FALSE | FALSE | FALSE | - | FALSE | - | FALSE | FALSE | FALSE | - |  | FALSE | -
| - |  | - |  | - |  | - |  | - |  | - |  | - | FALSE | FALSE | - | FALSE | FALSE | FALSE | - | FALSE | - | FALSE | FALSE | FALSE | - |  | FALSE | -
| - |  | - |  | - |  | - |  | - |  | - |  | - | FALSE | FALSE | - | FALSE | FALSE | FALSE | - | FALSE | - | FALSE | FALSE | FALSE | - |  | FALSE | -
| - |  | - |  | - |  | - |  | - |  | - |  | - | FALSE | FALSE | - | FALSE | FALSE | FALSE | - | FALSE | - | FALSE | FALSE | FALSE | - |  | FALSE | -
| - |  | - |  | - |  | - |  | - |  | - |  | - | FALSE | FALSE | - | FALSE | FALSE | FALSE | - | FALSE | - | FALSE | FALSE | FALSE | - |  | FALSE | -
| - |  | - |  | - |  | - |  | - |  | - |  | - | FALSE | FALSE | - | FALSE | FALSE | FALSE | - | FALSE | - | FALSE | FALSE | FALSE | - |  | FALSE | -
| - |  | - |  | - |  | - |  | - |  | - |  | - | FALSE | FALSE | - | FALSE | FALSE | FALSE | - | FALSE | - | FALSE | FALSE | FALSE | - |  | FALSE | -
| - |  | - |  | - |  | - |  | - |  | - |  | - | FALSE | FALSE | - | FALSE | FALSE | FALSE | - | FALSE | - | FALSE | FALSE | FALSE | - |  | FALSE | -
| - |  | - |  | - |  | - |  | - |  | - |  | - | FALSE | FALSE | - | FALSE | FALSE | FALSE | - | FALSE | - | FALSE | FALSE | FALSE | - |  | FALSE | -
| - |  | - |  | - |  | - |  | - |  | - |  | - | FALSE | FALSE | - | FALSE | FALSE | FALSE | - | FALSE | - | FALSE | FALSE | FALSE | - |  | FALSE | -
| - |  | - |  | - |  | - |  | - |  | - |  | - | FALSE | FALSE | - | FALSE | FALSE | FALSE | - | FALSE | - | FALSE | FALSE | FALSE | - |  | FALSE | -
| - |  | - |  | - |  | - |  | - |  | - |  | - | FALSE | FALSE | - | FALSE | FALSE | FALSE | - | FALSE | - | FALSE | FALSE | FALSE | - |  | FALSE | -
| - |  | - |  | - |  | - |  | - |  | - |  | - | FALSE | FALSE | - | FALSE | FALSE | FALSE | - | FALSE | - | FALSE | FALSE | FALSE | - |  | FALSE | -
| - |  | - |  | - |  | - |  | - |  | - |  | - | FALSE | FALSE | - | FALSE | FALSE | FALSE | - | FALSE | - | FALSE | FALSE | FALSE | - |  | FALSE | -
| - |  | - |  | - |  | - |  | - |  | - |  | - | FALSE | FALSE | - | FALSE | FALSE | FALSE | - | FALSE | - | FALSE | FALSE | FALSE | - |  | FALSE | -
| - |  | - |  | - |  | - |  | - |  | - |  | - | FALSE | FALSE | - | FALSE | FALSE | FALSE | - | FALSE | - | FALSE | FALSE | FALSE | - |  | FALSE | -
| - |  | - |  | - |  | - |  | - |  | - |  | - | FALSE | FALSE | - | FALSE | FALSE | FALSE | - | FALSE | - | FALSE | FALSE | FALSE | - |  | FALSE | -
| - |  | - |  | - |  | - |  | - |  | - |  | - | FALSE | FALSE | - | FALSE | FALSE | FALSE | - | FALSE | - | FALSE | FALSE | FALSE | - |  | FALSE | -
| - |  | - |  | - |  | - |  | - |  | - |  | - | FALSE | FALSE | - | FALSE | FALSE | FALSE | - | FALSE | - | FALSE | FALSE | FALSE | - |  | FALSE | -
| - |  | - |  | - |  | - |  | - |  | - |  | - | FALSE | FALSE | - | FALSE | FALSE | FALSE | - | FALSE | - | FALSE | FALSE | FALSE | - |  | FALSE | -
| - |  | - |  | - |  | - |  | - |  | - |  | - | FALSE | FALSE | - | FALSE | FALSE | FALSE | - | FALSE | - | FALSE | FALSE | FALSE | - |  | FALSE | -
| - |  | - |  | - |  | - |  | - |  | - |  | - | FALSE | FALSE | - | FALSE | FALSE | FALSE | - | FALSE | - | FALSE | FALSE | FALSE | - |  | FALSE | -
| - |  | - |  | - |  | - |  | - |  | - |  | - | FALSE | FALSE | - | FALSE | FALSE | FALSE | - | FALSE | - | FALSE | FALSE | FALSE | - |  | FALSE | -
| - |  | - |  | - |  | - |  | - |  | - |  | - | FALSE | FALSE | - | FALSE | FALSE | FALSE | - | FALSE | - | FALSE | FALSE | FALSE | - |  | FALSE | -
| - |  | - |  | - |  | - |  | - |  | - |  | - | FALSE | FALSE | - | FALSE | FALSE | FALSE | - | FALSE | - | FALSE | FALSE | FALSE | - |  | FALSE | -
| - |  | - |  | - |  | - |  | - |  | - |  | - | FALSE | FALSE | - | FALSE | FALSE | FALSE | - | FALSE | - | FALSE | FALSE | FALSE | - |  | FALSE | -
| - |  | - |  | - |  | - |  | - |  | - |  | - | FALSE | FALSE | - | FALSE | FALSE | FALSE | - | FALSE | - | FALSE | FALSE | FALSE | - |  | FALSE | -
| - |  | - |  | - |  | - |  | - |  | - |  | - | FALSE | FALSE | - | FALSE | FALSE | FALSE | - | FALSE | - | FALSE | FALSE | FALSE | - |  | FALSE | -
| - |  | - |  | - |  | - |  | - |  | - |  | - | FALSE | FALSE | - | FALSE | FALSE | FALSE | - | FALSE | - | FALSE | FALSE | FALSE | - |  | FALSE | -
| - |  | - |  | - |  | - |  | - |  | - |  | - | FALSE | FALSE | - | FALSE | FALSE | FALSE | - | FALSE | - | FALSE | FALSE | FALSE | - |  | FALSE | -
| - |  | - |  | - |  | - |  | - |  | - |  | - | FALSE | FALSE | - | FALSE | FALSE | FALSE | - | FALSE | - | FALSE | FALSE | FALSE | - |  | FALSE | -
| - |  | - |  | - |  | - |  | - |  | - |  | - | FALSE | FALSE | - | FALSE | FALSE | FALSE | - | FALSE | - | FALSE | FALSE | FALSE | - |  | FALSE | -
| - |  | - |  | - |  | - |  | - |  | - |  | - | FALSE | FALSE | - | FALSE | FALSE | FALSE | - | FALSE | - | FALSE | FALSE | FALSE | - |  | FALSE | -
| - |  | - |  | - |  | - |  | - |  | - |  | - | FALSE | FALSE | - | FALSE | FALSE | FALSE | - | FALSE | - | FALSE | FALSE | FALSE | - |  | FALSE | -
| - |  | - |  | - |  | - |  | - |  | - |  | - | FALSE | FALSE | - | FALSE | FALSE | FALSE | - | FALSE | - | FALSE | FALSE | FALSE | - |  | FALSE | -
| - |  | - |  | - |  | - |  | - |  | - |  | - | FALSE | FALSE | - | FALSE | FALSE | FALSE | - | FALSE | - | FALSE | FALSE | FALSE | - |  | FALSE | -
| - |  | - |  | - |  | - |  | - |  | - |  | - | FALSE | FALSE | - | FALSE | FALSE | FALSE | - | FALSE | - | FALSE | FALSE | FALSE | - |  | FALSE | -
| - |  | - |  | - |  | - |  | - |  | - |  | - | FALSE | FALSE | - | FALSE | FALSE | FALSE | - | FALSE | - | FALSE | FALSE | FALSE | - |  | FALSE | -
| - |  | - |  | - |  | - |  | - |  | - |  | - | FALSE | FALSE | - | FALSE | FALSE | FALSE | - | FALSE | - | FALSE | FALSE | FALSE | - |  | FALSE | -
| - |  | - |  | - |  | - |  | - |  | - |  | - | FALSE | FALSE | - | FALSE | FALSE | FALSE | - | FALSE | - | FALSE | FALSE | FALSE | - |  | FALSE | -
| - |  | - |  | - |  | - |  | - |  | - |  | - | FALSE | FALSE | - | FALSE | FALSE | FALSE | - | FALSE | - | FALSE | FALSE | FALSE | - |  | FALSE | -
| - |  | - |  | - |  | - |  | - |  | - |  | - | FALSE | FALSE | - | FALSE | FALSE | FALSE | - | FALSE | - | FALSE | FALSE | FALSE | - |  | FALSE | -
| - |  | - |  | - |  | - |  | - |  | - |  | - | FALSE | FALSE | - | FALSE | FALSE | FALSE | - | FALSE | - | FALSE | FALSE | FALSE | - |  | FALSE | -
| - |  | - |  | - |  | - |  | - |  | - |  | - | FALSE | FALSE | - | FALSE | FALSE | FALSE | - | FALSE | - | FALSE | FALSE | FALSE | - |  | FALSE | -
| - |  | - |  | - |  | - |  | - |  | - |  | - | FALSE | FALSE | - | FALSE | FALSE | FALSE | - | FALSE | - | FALSE | FALSE | FALSE | - |  | FALSE | -
| - |  | - |  | - |  | - |  | - |  | - |  | - | FALSE | FALSE | - | FALSE | FALSE | FALSE | - | FALSE | - | FALSE | FALSE | FALSE | - |  | FALSE | -
| - |  | - |  | - |  | - |  | - |  | - |  | - | FALSE | FALSE | - | FALSE | FALSE | FALSE | - | FALSE | - | FALSE | FALSE | FALSE | - |  | FALSE | -
| - |  | - |  | - |  | - |  | - |  | - |  | - | FALSE | FALSE | - | FALSE | FALSE | FALSE | - | FALSE | - | FALSE | FALSE | FALSE | - |  | FALSE | -
| - |  | - |  | - |  | - |  | - |  | - |  | - | FALSE | FALSE | - | FALSE | FALSE | FALSE | - | FALSE | - | FALSE | FALSE | FALSE | - |  | FALSE | -
| - |  | - |  | - |  | - |  | - |  | - |  | - | FALSE | FALSE | - | FALSE | FALSE | FALSE | - | FALSE | - | FALSE | FALSE | FALSE | - |  | FALSE | -
| - |  | - |  | - |  | - |  | - |  | - |  | - | FALSE | FALSE | - | FALSE | FALSE | FALSE | - | FALSE | - | FALSE | FALSE | FALSE | - |  | FALSE | -
| - |  | - |  | - |  | - |  | - |  | - |  | - | FALSE | FALSE | - | FALSE | FALSE | FALSE | - | FALSE | - | FALSE | FALSE | FALSE | - |  | FALSE | -
| - |  | - |  | - |  | - |  | - |  | - |  | - | FALSE | FALSE | - | FALSE | FALSE | FALSE | - | FALSE | - | FALSE | FALSE | FALSE | - |  | FALSE | -
| - |  | - |  | - |  | - |  | - |  | - |  | - | FALSE | FALSE | - | FALSE | FALSE | FALSE | - | FALSE | - | FALSE | FALSE | FALSE | - |  | FALSE | -
| - |  | - |  | - |  | - |  | - |  | - |  | - | FALSE | FALSE | - | FALSE | FALSE | FALSE | - | FALSE | - | FALSE | FALSE | FALSE | - |  | FALSE | -
| - |  | - |  | - |  | - |  | - |  | - |  | - | FALSE | FALSE | - | FALSE | FALSE | FALSE | - | FALSE | - | FALSE | FALSE | FALSE | - |  | FALSE | -
| - |  | - |  | - |  | - |  | - |  | - |  | - | FALSE | FALSE | - | FALSE | FALSE | FALSE | - | FALSE | - | FALSE | FALSE | FALSE | - |  | FALSE | -
| - |  | - |  | - |  | - |  | - |  | - |  | - | FALSE | FALSE | - | FALSE | FALSE | FALSE | - | FALSE | - | FALSE | FALSE | FALSE | - |  | FALSE | -
| - |  | - |  | - |  | - |  | - |  | - |  | - | FALSE | FALSE | - | FALSE | FALSE | FALSE | - | FALSE | - | FALSE | FALSE | FALSE | - |  | FALSE | -
| - |  | - |  | - |  | - |  | - |  | - |  | - | FALSE | FALSE | - | FALSE | FALSE | FALSE | - | FALSE | - | FALSE | FALSE | FALSE | - |  | FALSE | -
| - |  | - |  | - |  | - |  | - |  | - |  | - | FALSE | FALSE | - | FALSE | FALSE | FALSE | - | FALSE | - | FALSE | FALSE | FALSE | - |  | FALSE | -
| - |  | - |  | - |  | - |  | - |  | - |  | - | FALSE | FALSE | - | FALSE | FALSE | FALSE | - | FALSE | - | FALSE | FALSE | FALSE | - |  | FALSE | -
| - |  | - |  | - |  | - |  | - |  | - |  | - | FALSE | FALSE | - | FALSE | FALSE | FALSE | - | FALSE | - | FALSE | FALSE | FALSE | - |  | FALSE | -
| - |  | - |  | - |  | - |  | - |  | - |  | - | FALSE | FALSE | - | FALSE | FALSE | FALSE | - | FALSE | - | FALSE | FALSE | FALSE | - |  | FALSE | -
| - |  | - |  | - |  | - |  | - |  | - |  | - | FALSE | FALSE | - | FALSE | FALSE | FALSE | - | FALSE | - | FALSE | FALSE | FALSE | - |  | FALSE | -
| - |  | - |  | - |  | - |  | - |  | - |  | - | FALSE | FALSE | - | FALSE | FALSE | FALSE | - | FALSE | - | FALSE | FALSE | FALSE | - |  | FALSE | -
| - |  | - |  | - |  | - |  | - |  | - |  | - | FALSE | FALSE | - | FALSE | FALSE | FALSE | - | FALSE | - | FALSE | FALSE | FALSE | - |  | FALSE | -
| - |  | - |  | - |  | - |  | - |  | - |  | - | FALSE | FALSE | - | FALSE | FALSE | FALSE | - | FALSE | - | FALSE | FALSE | FALSE | - |  | FALSE | -
| - |  | - |  | - |  | - |  | - |  | - |  | - | FALSE | FALSE | - | FALSE | FALSE | FALSE | - | FALSE | - | FALSE | FALSE | FALSE | - |  | FALSE | -
| - |  | - |  | - |  | - |  | - |  | - |  | - | FALSE | FALSE | - | FALSE | FALSE | FALSE | - | FALSE | - | FALSE | FALSE | FALSE | - |  | FALSE | -
| - |  | - |  | - |  | - |  | - |  | - |  | - | FALSE | FALSE | - | FALSE | FALSE | FALSE | - | FALSE | - | FALSE | FALSE | FALSE | - |  | FALSE | -
| - |  | - |  | - |  | - |  | - |  | - |  | - | FALSE | FALSE | - | FALSE | FALSE | FALSE | - | FALSE | - | FALSE | FALSE | FALSE | - |  | FALSE | -
| - |  | - |  | - |  | - |  | - |  | - |  | - | FALSE | FALSE | - | FALSE | FALSE | FALSE | - | FALSE | - | FALSE | FALSE | FALSE | - |  | FALSE | -
| - |  | - |  | - |  | - |  | - |  | - |  | - | FALSE | FALSE | - | FALSE | FALSE | FALSE | - | FALSE | - | FALSE | FALSE | FALSE | - |  | FALSE | -
| - |  | - |  | - |  | - |  | - |  | - |  | - | FALSE | FALSE | - | FALSE | FALSE | FALSE | - | FALSE | - | FALSE | FALSE | FALSE | - |  | FALSE | -
| - |  | - |  | - |  | - |  | - |  | - |  | - | FALSE | FALSE | - | FALSE | FALSE | FALSE | - | FALSE | - | FALSE | FALSE | FALSE | - |  | FALSE | -
| - |  | - |  | - |  | - |  | - |  | - |  | - | FALSE | FALSE | - | FALSE | FALSE | FALSE | - | FALSE | - | FALSE | FALSE | FALSE | - |  | FALSE | -
| - |  | - |  | - |  | - |  | - |  | - |  | - | FALSE | FALSE | - | FALSE | FALSE | FALSE | - | FALSE | - | FALSE | FALSE | FALSE | - |  | FALSE | -
| - |  | - |  | - |  | - |  | - |  | - |  | - | FALSE | FALSE | - | FALSE | FALSE | FALSE | - | FALSE | - | FALSE | FALSE | FALSE | - |  | FALSE | -
| - |  | - |  | - |  | - |  | - |  | - |  | - | FALSE | FALSE | - | FALSE | FALSE | FALSE | - | FALSE | - | FALSE | FALSE | FALSE | - |  | FALSE | -
| - |  | - |  | - |  | - |  | - |  | - |  | - | FALSE | FALSE | - | FALSE | FALSE | FALSE | - | FALSE | - | FALSE | FALSE | FALSE | - |  | FALSE | -
| - |  | - |  | - |  | - |  | - |  | - |  | - | FALSE | FALSE | - | FALSE | FALSE | FALSE | - | FALSE | - | FALSE | FALSE | FALSE | - |  | FALSE | -
| - |  | - |  | - |  | - |  | - |  | - |  | - | FALSE | FALSE | - | FALSE | FALSE | FALSE | - | FALSE | - | FALSE | FALSE | FALSE | - |  | FALSE | -
| - |  | - |  | - |  | - |  | - |  | - |  | - | FALSE | FALSE | - | FALSE | FALSE | FALSE | - | FALSE | - | FALSE | FALSE | FALSE | - |  | FALSE | -
| - |  | - |  | - |  | - |  | - |  | - |  | - | FALSE | FALSE | - | FALSE | FALSE | FALSE | - | FALSE | - | FALSE | FALSE | FALSE | - |  | FALSE | -
| - |  | - |  | - |  | - |  | - |  | - |  | - | FALSE | FALSE | - | FALSE | FALSE | FALSE | - | FALSE | - | FALSE | FALSE | FALSE | - |  | FALSE | -
| - |  | - |  | - |  | - |  | - |  | - |  | - | FALSE | FALSE | - | FALSE | FALSE | FALSE | - | FALSE | - | FALSE | FALSE | FALSE | - |  | FALSE | -
| - |  | - |  | - |  | - |  | - |  | - |  | - | FALSE | FALSE | - | FALSE | FALSE | FALSE | - | FALSE | - | FALSE | FALSE | FALSE | - |  | FALSE | -
| - |  | - |  | - |  | - |  | - |  | - |  | - | FALSE | FALSE | - | FALSE | FALSE | FALSE | - | FALSE | - | FALSE | FALSE | FALSE | - |  | FALSE | -
| - |  | - |  | - |  | - |  | - |  | - |  | - | FALSE | FALSE | - | FALSE | FALSE | FALSE | - | FALSE | - | FALSE | FALSE | FALSE | - |  | FALSE | -
| - |  | - |  | - |  | - |  | - |  | - |  | - | FALSE | FALSE | - | FALSE | FALSE | FALSE | - | FALSE | - | FALSE | FALSE | FALSE | - |  | FALSE | -
| - |  | - |  | - |  | - |  | - |  | - |  | - | FALSE | FALSE | - | FALSE | FALSE | FALSE | - | FALSE | - | FALSE | FALSE | FALSE | - |  | FALSE | -
| - |  | - |  | - |  | - |  | - |  | - |  | - | FALSE | FALSE | - | FALSE | FALSE | FALSE | - | FALSE | - | FALSE | FALSE | FALSE | - |  | FALSE | -
| - |  | - |  | - |  | - |  | - |  | - |  | - | FALSE | FALSE | - | FALSE | FALSE | FALSE | - | FALSE | - | FALSE | FALSE | FALSE | - |  | FALSE | -
| - |  | - |  | - |  | - |  | - |  | - |  | - | FALSE | FALSE | - | FALSE | FALSE | FALSE | - | FALSE | - | FALSE | FALSE | FALSE | - |  | FALSE | -
| - |  | - |  | - |  | - |  | - |  | - |  | - | FALSE | FALSE | - | FALSE | FALSE | FALSE | - | FALSE | - | FALSE | FALSE | FALSE | - |  | FALSE | -
| - |  | - |  | - |  | - |  | - |  | - |  | - | FALSE | FALSE | - | FALSE | FALSE | FALSE | - | FALSE | - | FALSE | FALSE | FALSE | - |  | FALSE | -
| - |  | - |  | - |  | - |  | - |  | - |  | - | FALSE | FALSE | - | FALSE | FALSE | FALSE | - | FALSE | - | FALSE | FALSE | FALSE | - |  | FALSE | -
| - |  | - |  | - |  | - |  | - |  | - |  | - | FALSE | FALSE | - | FALSE | FALSE | FALSE | - | FALSE | - | FALSE | FALSE | FALSE | - |  | FALSE | -
| - |  | - |  | - |  | - |  | - |  | - |  | - | FALSE | FALSE | - | FALSE | FALSE | FALSE | - | FALSE | - | FALSE | FALSE | FALSE | - |  | FALSE | -
| - |  | - |  | - |  | - |  | - |  | - |  | - | FALSE | FALSE | - | FALSE | FALSE | FALSE | - | FALSE | - | FALSE | FALSE | FALSE | - |  | FALSE | -
| - |  | - |  | - |  | - |  | - |  | - |  | - | FALSE | FALSE | - | FALSE | FALSE | FALSE | - | FALSE | - | FALSE | FALSE | FALSE | - |  | FALSE | -
| - |  | - |  | - |  | - |  | - |  | - |  | - | FALSE | FALSE | - | FALSE | FALSE | FALSE | - | FALSE | - | FALSE | FALSE | FALSE | - |  | FALSE | -
| - |  | - |  | - |  | - |  | - |  | - |  | - | FALSE | FALSE | - | FALSE | FALSE | FALSE | - | FALSE | - | FALSE | FALSE | FALSE | - |  | FALSE | -
| - |  | - |  | - |  | - |  | - |  | - |  | - | FALSE | FALSE | - | FALSE | FALSE | FALSE | - | FALSE | - | FALSE | FALSE | FALSE | - |  | FALSE | -
| - |  | - |  | - |  | - |  | - |  | - |  | - | FALSE | FALSE | - | FALSE | FALSE | FALSE | - | FALSE | - | FALSE | FALSE | FALSE | - |  | FALSE | -
| - |  | - |  | - |  | - |  | - |  | - |  | - | FALSE | FALSE | - | FALSE | FALSE | FALSE | - | FALSE | - | FALSE | FALSE | FALSE | - |  | FALSE | -
| - |  | - |  | - |  | - |  | - |  | - |  | - | FALSE | FALSE | - | FALSE | FALSE | FALSE | - | FALSE | - | FALSE | FALSE | FALSE | - |  | FALSE | -
| - |  | - |  | - |  | - |  | - |  | - |  | - | FALSE | FALSE | - | FALSE | FALSE | FALSE | - | FALSE | - | FALSE | FALSE | FALSE | - |  | FALSE | -
| - |  | - |  | - |  | - |  | - |  | - |  | - | FALSE | FALSE | - | FALSE | FALSE | FALSE | - | FALSE | - | FALSE | FALSE | FALSE | - |  | FALSE | -
| - |  | - |  | - |  | - |  | - |  | - |  | - | FALSE | FALSE | - | FALSE | FALSE | FALSE | - | FALSE | - | FALSE | FALSE | FALSE | - |  | FALSE | -
| - |  | - |  | - |  | - |  | - |  | - |  | - | FALSE | FALSE | - | FALSE | FALSE | FALSE | - | FALSE | - | FALSE | FALSE | FALSE | - |  | FALSE | -
| - |  | - |  | - |  | - |  | - |  | - |  | - | FALSE | FALSE | - | FALSE | FALSE | FALSE | - | FALSE | - | FALSE | FALSE | FALSE | - |  | FALSE | -
| - |  | - |  | - |  | - |  | - |  | - |  | - | FALSE | FALSE | - | FALSE | FALSE | FALSE | - | FALSE | - | FALSE | FALSE | FALSE | - |  | FALSE | -
| - |  | - |  | - |  | - |  | - |  | - |  | - | FALSE | FALSE | - | FALSE | FALSE | FALSE | - | FALSE | - | FALSE | FALSE | FALSE | - |  | FALSE | -
| - |  | - |  | - |  | - |  | - |  | - |  | - | FALSE | FALSE | - | FALSE | FALSE | FALSE | - | FALSE | - | FALSE | FALSE | FALSE | - |  | FALSE | -
| - |  | - |  | - |  | - |  | - |  | - |  | - | FALSE | FALSE | - | FALSE | FALSE | FALSE | - | FALSE | - | FALSE | FALSE | FALSE | - |  | FALSE | -
| - |  | - |  | - |  | - |  | - |  | - |  | - | FALSE | FALSE | - | FALSE | FALSE | FALSE | - | FALSE | - | FALSE | FALSE | FALSE | - |  | FALSE | -
| - |  | - |  | - |  | - |  | - |  | - |  | - | FALSE | FALSE | - | FALSE | FALSE | FALSE | - | FALSE | - | FALSE | FALSE | FALSE | - |  | FALSE | -
| - |  | - |  | - |  | - |  | - |  | - |  | - | FALSE | FALSE | - | FALSE | FALSE | FALSE | - | FALSE | - | FALSE | FALSE | FALSE | - |  | FALSE | -
| - |  | - |  | - |  | - |  | - |  | - |  | - | FALSE | FALSE | - | FALSE | FALSE | FALSE | - | FALSE | - | FALSE | FALSE | FALSE | - |  | FALSE | -
| - |  | - |  | - |  | - |  | - |  | - |  | - | FALSE | FALSE | - | FALSE | FALSE | FALSE | - | FALSE | - | FALSE | FALSE | FALSE | - |  | FALSE | -
| - |  | - |  | - |  | - |  | - |  | - |  | - | FALSE | FALSE | - | FALSE | FALSE | FALSE | - | FALSE | - | FALSE | FALSE | FALSE | - |  | FALSE | -
| - |  | - |  | - |  | - |  | - |  | - |  | - | FALSE | FALSE | - | FALSE | FALSE | FALSE | - | FALSE | - | FALSE | FALSE | FALSE | - |  | FALSE | -
| - |  | - |  | - |  | - |  | - |  | - |  | - | FALSE | FALSE | - | FALSE | FALSE | FALSE | - | FALSE | - | FALSE | FALSE | FALSE | - |  | FALSE | -
| - |  | - |  | - |  | - |  | - |  | - |  | - | FALSE | FALSE | - | FALSE | FALSE | FALSE | - | FALSE | - | FALSE | FALSE | FALSE | - |  | FALSE | -
| - |  | - |  | - |  | - |  | - |  | - |  | - | FALSE | FALSE | - | FALSE | FALSE | FALSE | - | FALSE | - | FALSE | FALSE | FALSE | - |  | FALSE | -
| - |  | - |  | - |  | - |  | - |  | - |  | - | FALSE | FALSE | - | FALSE | FALSE | FALSE | - | FALSE | - | FALSE | FALSE | FALSE | - |  | FALSE | -
| - |  | - |  | - |  | - |  | - |  | - |  | - | FALSE | FALSE | - | FALSE | FALSE | FALSE | - | FALSE | - | FALSE | FALSE | FALSE | - |  | FALSE | -
| - |  | - |  | - |  | - |  | - |  | - |  | - | FALSE | FALSE | - | FALSE | FALSE | FALSE | - | FALSE | - | FALSE | FALSE | FALSE | - |  | FALSE | -
| - |  | - |  | - |  | - |  | - |  | - |  | - | FALSE | FALSE | - | FALSE | FALSE | FALSE | - | FALSE | - | FALSE | FALSE | FALSE | - |  | FALSE | -
| - |  | - |  | - |  | - |  | - |  | - |  | - | FALSE | FALSE | - | FALSE | FALSE | FALSE | - | FALSE | - | FALSE | FALSE | FALSE | - |  | FALSE | -
| - |  | - |  | - |  | - |  | - |  | - |  | - | FALSE | FALSE | - | FALSE | FALSE | FALSE | - | FALSE | - | FALSE | FALSE | FALSE | - |  | FALSE | -
| - |  | - |  | - |  | - |  | - |  | - |  | - | FALSE | FALSE | - | FALSE | FALSE | FALSE | - | FALSE | - | FALSE | FALSE | FALSE | - |  | FALSE | -
| - |  | - |  | - |  | - |  | - |  | - |  | - | FALSE | FALSE | - | FALSE | FALSE | FALSE | - | FALSE | - | FALSE | FALSE | FALSE | - |  | FALSE | -
| - |  | - |  | - |  | - |  | - |  | - |  | - | FALSE | FALSE | - | FALSE | FALSE | FALSE | - | FALSE | - | FALSE | FALSE | FALSE | - |  | FALSE | -
| - |  | - |  | - |  | - |  | - |  | - |  | - | FALSE | FALSE | - | FALSE | FALSE | FALSE | - | FALSE | - | FALSE | FALSE | FALSE | - |  | FALSE | -
| - |  | - |  | - |  | - |  | - |  | - |  | - | FALSE | FALSE | - | FALSE | FALSE | FALSE | - | FALSE | - | FALSE | FALSE | FALSE | - |  | FALSE | -
| - |  | - |  | - |  | - |  | - |  | - |  | - | FALSE | FALSE | - | FALSE | FALSE | FALSE | - | FALSE | - | FALSE | FALSE | FALSE | - |  | FALSE | -
| - |  | - |  | - |  | - |  | - |  | - |  | - | FALSE | FALSE | - | FALSE | FALSE | FALSE | - | FALSE | - | FALSE | FALSE | FALSE | - |  | FALSE | -
| - |  | - |  | - |  | - |  | - |  | - |  | - | FALSE | FALSE | - | FALSE | FALSE | FALSE | - | FALSE | - | FALSE | FALSE | FALSE | - |  | FALSE | -
| - |  | - |  | - |  | - |  | - |  | - |  | - | FALSE | FALSE | - | FALSE | FALSE | FALSE | - | FALSE | - | FALSE | FALSE | FALSE | - |  | FALSE | -
| - |  | - |  | - |  | - |  | - |  | - |  | - | FALSE | FALSE | - | FALSE | FALSE | FALSE | - | FALSE | - | FALSE | FALSE | FALSE | - |  | FALSE | -
| - |  | - |  | - |  | - |  | - |  | - |  | - | FALSE | FALSE | - | FALSE | FALSE | FALSE | - | FALSE | - | FALSE | FALSE | FALSE | - |  | FALSE | -
| - |  | - |  | - |  | - |  | - |  | - |  | - | FALSE | FALSE | - | FALSE | FALSE | FALSE | - | FALSE | - | FALSE | FALSE | FALSE | - |  | FALSE | -
| - |  | - |  | - |  | - |  | - |  | - |  | - | FALSE | FALSE | - | FALSE | FALSE | FALSE | - | FALSE | - | FALSE | FALSE | FALSE | - |  | FALSE | -
| - |  | - |  | - |  | - |  | - |  | - |  | - | FALSE | FALSE | - | FALSE | FALSE | FALSE | - | FALSE | - | FALSE | FALSE | FALSE | - |  | FALSE | -
| - |  | - |  | - |  | - |  | - |  | - |  | - | FALSE | FALSE | - | FALSE | FALSE | FALSE | - | FALSE | - | FALSE | FALSE | FALSE | - |  | FALSE | -
| - |  | - |  | - |  | - |  | - |  | - |  | - | FALSE | FALSE | - | FALSE | FALSE | FALSE | - | FALSE | - | FALSE | FALSE | FALSE | - |  | FALSE | -
| - |  | - |  | - |  | - |  | - |  | - |  | - | FALSE | FALSE | - | FALSE | FALSE | FALSE | - | FALSE | - | FALSE | FALSE | FALSE | - |  | FALSE | -
| - |  | - |  | - |  | - |  | - |  | - |  | - | FALSE | FALSE | - | FALSE | FALSE | FALSE | - | FALSE | - | FALSE | FALSE | FALSE | - |  | FALSE | -
| - |  | - |  | - |  | - |  | - |  | - |  | - | FALSE | FALSE | - | FALSE | FALSE | FALSE | - | FALSE | - | FALSE | FALSE | FALSE | - |  | FALSE | -
| - |  | - |  | - |  | - |  | - |  | - |  | - | FALSE | FALSE | - | FALSE | FALSE | FALSE | - | FALSE | - | FALSE | FALSE | FALSE | - |  | FALSE | -
| - |  | - |  | - |  | - |  | - |  | - |  | - | FALSE | FALSE | - | FALSE | FALSE | FALSE | - | FALSE | - | FALSE | FALSE | FALSE | - |  | FALSE | -
| - |  | - |  | - |  | - |  | - |  | - |  | - | FALSE | FALSE | - | FALSE | FALSE | FALSE | - | FALSE | - | FALSE | FALSE | FALSE | - |  | FALSE | -
| - |  | - |  | - |  | - |  | - |  | - |  | - | FALSE | FALSE | - | FALSE | FALSE | FALSE | - | FALSE | - | FALSE | FALSE | FALSE | - |  | FALSE | -
| - |  | - |  | - |  | - |  | - |  | - |  | - | FALSE | FALSE | - | FALSE | FALSE | FALSE | - | FALSE | - | FALSE | FALSE | FALSE | - |  | FALSE | -
| - |  | - |  | - |  | - |  | - |  | - |  | - | FALSE | FALSE | - | FALSE | FALSE | FALSE | - | FALSE | - | FALSE | FALSE | FALSE | - |  | FALSE | -
| - |  | - |  | - |  | - |  | - |  | - |  | - | FALSE | FALSE | - | FALSE | FALSE | FALSE | - | FALSE | - | FALSE | FALSE | FALSE | - |  | FALSE | -
| - |  | - |  | - |  | - |  | - |  | - |  | - | FALSE | FALSE | - | FALSE | FALSE | FALSE | - | FALSE | - | FALSE | FALSE | FALSE | - |  | FALSE | -
| - |  | - |  | - |  | - |  | - |  | - |  | - | FALSE | FALSE | - | FALSE | FALSE | FALSE | - | FALSE | - | FALSE | FALSE | FALSE | - |  | FALSE | -
| - |  | - |  | - |  | - |  | - |  | - |  | - | FALSE | FALSE | - | FALSE | FALSE | FALSE | - | FALSE | - | FALSE | FALSE | FALSE | - |  | FALSE | -
| - |  | - |  | - |  | - |  | - |  | - |  | - | FALSE | FALSE | - | FALSE | FALSE | FALSE | - | FALSE | - | FALSE | FALSE | FALSE | - |  | FALSE | -
| - |  | - |  | - |  | - |  | - |  | - |  | - | FALSE | FALSE | - | FALSE | FALSE | FALSE | - | FALSE | - | FALSE | FALSE | FALSE | - |  | FALSE | -
| - |  | - |  | - |  | - |  | - |  | - |  | - | FALSE | FALSE | - | FALSE | FALSE | FALSE | - | FALSE | - | FALSE | FALSE | FALSE | - |  | FALSE | -
| - |  | - |  | - |  | - |  | - |  | - |  | - | FALSE | FALSE | - | FALSE | FALSE | FALSE | - | FALSE | - | FALSE | FALSE | FALSE | - |  | FALSE | -
| - |  | - |  | - |  | - |  | - |  | - |  | - | FALSE | FALSE | - | FALSE | FALSE | FALSE | - | FALSE | - | FALSE | FALSE | FALSE | - |  | FALSE | -
| - |  | - |  | - |  | - |  | - |  | - |  | - | FALSE | FALSE | - | FALSE | FALSE | FALSE | - | FALSE | - | FALSE | FALSE | FALSE | - |  | FALSE | -